## About
DSCF Distributed Solar Capacity Factor | Minnesota
Source: | NREL
2019
Annual Technology Baseline 2019
https://atb.nrel.gov/electricity/2019/data.html
"Solar - PV Dist. Res" tab
Source for state data | SAM NREL Tool
2019
Photovoltaic, Residential Simulation
https://sam.nrel.gov/
Notes (ATB)
We use the average of the "Low" and "Mid" cases for each city.
Notes (SAM state data)
The location chosen was geographically in the middle of the state, generated by typing the state name into the "Download weather file" text box
Normalized based on national growth rate
DOES NOT WORK FOR ALL 50 STATES
Only pulled data for 20 states-- to extend, run the SAM module

## From SAM Data Pull
Arizona | 20.8
Colorado | 20.2
Florida | 18.8
Illinois | 16.6
Indiana | 16.3
Iowa | 16.4941
Maine | 14.8002
Maryland | 16.6537
Michigan | 14.8429
Minnesota | 16.115
Nevada | 19.7212
New Jersey | 16.4038
New Mexico | 21.6853
North Carolina | 17.1061
Ohio | 15.3332
Oregon | 17.6182
Pennsylvania | 14.695
Texas | 18.986
Virginia | 16.3321
Wisconsin | 15.9392
California | 20.8
National Capacity factors
| 2017 | 2018 | 2019 | 2020 | 2021 | 2022 | 2023 | 2024 | 2025 | 2026 | 2027 | 2028 | 2029 | 2030 | 2031 | 2032 | 2033 | 2034 | 2035 | 2036 | 2037 | 2038 | 2039 | 2040 | 2041 | 2042 | 2043 | 2044 | 2045 | 2046 | 2047 | 2048 | 2049 | 2050
Capacity Factor (dimensionless) | 0.16519 | 0.16537 | 0.16554 | 0.16571 | 0.16588 | 0.16606 | 0.16623 | 0.1664 | 0.16657 | 0.16675 | 0.16692 | 0.16709 | 0.16727 | 0.16744 | 0.16761 | 0.16778 | 0.16796 | 0.16813 | 0.1683 | 0.16847 | 0.16865 | 0.16882 | 0.16899 | 0.16916 | 0.16934 | 0.16951 | 0.16968 | 0.16986 | 0.17003 | 0.1702 | 0.17037 | 0.17055 | 0.17072 | 0.17089
Normalized to 2019 growth | 0.99791 | 0.99896 | 1 | 1.001 | 1.0021 | 1.0031 | 1.0042 | 1.0052 | 1.0063 | 1.0073 | 1.0083 | 1.0094 | 1.0104 | 1.0115 | 1.0125 | 1.0136 | 1.0146 | 1.0156 | 1.0167 | 1.0177 | 1.0188 | 1.0198 | 1.0209 | 1.0219 | 1.0229 | 1.024 | 1.025 | 1.0261 | 1.0271 | 1.0282 | 1.0292 | 1.0302 | 1.0313 | 1.0323

## Solar - PV Dist. Res
Solar Distributed Residential PV Inputs | [9 empty] | https://atb.nrel.gov/electricity/2019/index.html?t=sr
Inputs
[8 empty] | Take me to: | [9 empty] | Calculated
| X |  |  |  | Current Costs
[6 empty] | Techno-Economic Cost and Performance Parameters |  | Net Capacity Factor (%) | Res PV - Seattle | 12.58% |  |  | Basis Year: |  | 2017
[9 empty] | Res PV - Chicago | 14.79%
[9 empty] | Res PV - Kansas City | 16.21% |  |  | Residential Solar Photovoltaic
[9 empty] | Res PV - Los Angeles | 18.21%
[9 empty] | Res PV - Daggett, CA | 20.81%
Representative Dist. Res system is fixed-tilt roof mounted with capacity of 5 kW
[8 empty] | Annual Energy Production (kWh/kW) | Res PV - Seattle | 1102.3825 |  |  | Overnight Capital Cost, Capacity Factor, Fixed O&M, and Variable O&M costs
[9 empty] | Res PV - Chicago | 1295.2845 |  |  | represent $/kW DC; however LCOE reflects $/MWh AC.
[9 empty] | Res PV - Kansas City | 1419.7678 |  |  | Capacity factors chosen here to reflect range of across the continental U.S. using NREL PVWATTS
[9 empty] | Res PV - Los Angeles | 1595.2692
[9 empty] | Res PV - Daggett, CA | 1822.7832
[17 empty] | Available | Available
[8 empty] | CAPEX ($/kW) | Res PV - Seattle | 2769.7352 | [6 empty] | Capacity | Generation
[9 empty] | Res PV - Chicago | 2769.7352 | [6 empty] | (GW) | (GWh)
[9 empty] | Res PV - Kansas City | 2769.7352 | [6 empty] | 731 | 926000
[9 empty] | Res PV - Los Angeles | 2769.7352
[9 empty] | Res PV - Daggett, CA | 2769.7352
[13 empty] | Res PV - Seattle |  | ATB values reflect annual average capacity factor over life of plant including estimated degradation, starting at 0.75% per year, reducing to 0.3% and 0.5% annual degradation by 2050 for the low- and mid-cases.
[8 empty] | Construction Financing Cost ($/kW) | Res PV - Seattle | 0 |  |  | Res PV - Chicago
[9 empty] | Res PV - Chicago | 0 |  |  | Res PV - Kansas City
[9 empty] | Res PV - Kansas City | 0 |  |  | Res PV - Los Angeles | Res PV - Los Angeles
[9 empty] | Res PV - Los Angeles | 0 |  |  | Res PV - Daggett, CA | Res PV - Daggett, CA
[9 empty] | Res PV - Daggett, CA | 0
Financial Assumptions:
[8 empty] | Overnight Capital Cost ($/kW) | Res PV - Seattle | 2769.7352 |  |  | Inflation Rate |  |  |  | 2.5%
[9 empty] | Res PV - Chicago | 2769.7352 |  |  | Capital Recovery Period (Years) |  |  |  | 30
[9 empty] | Res PV - Kansas City | 2769.7352 |  |  | Interest Rate Nominal - Mid |  |  |  | 3.73%
[9 empty] | Res PV - Los Angeles | 2769.7352
[9 empty] | Res PV - Daggett, CA | 2769.7352
[13 empty] | Calculated Interest Rate Real - Mid |  |  |  | 1.2%
[8 empty] | Fixed Operation and Maintenance Expenses ($/kW/yr) | Res PV - Seattle | 24.2003 |  |  | Interest During Construction - Nominal |  |  |  | 3.73%
[9 empty] | Res PV - Chicago | 24.2003 |  |  | Rate of Return on Equity Nominal - Mid |  |  |  | 9.03%
[9 empty] | Res PV - Kansas City | 24.2003 |  |  | Calculated Rate of Return on Equity Real - Mid |  |  |  | 6.371%
[9 empty] | Res PV - Los Angeles | 24.2003
[9 empty] | Res PV - Daggett, CA | 24.2003
[13 empty] | Debt Fraction - Mid |  |  |  | 60%
[8 empty] | Variable Operation and Maintenance Expenses ($/MWh) | Res PV - Seattle | 0 |  |  | Tax Rate (Federal and State) |  |  |  | 25.74%
[9 empty] | Res PV - Chicago | 0 |  |  | WACC Nominal - Mid |  |  |  | 5.274%
[9 empty] | Res PV - Kansas City | 0 |  |  | WACC Real - Mid |  |  |  | 2.706%
[9 empty] | Res PV - Los Angeles | 0
[9 empty] | Res PV - Daggett, CA | 0
[13 empty] | Depreciation Period |  |  |  | 5
[13 empty] | Construction Finance Factor |  |  |  | 1
[6 empty] | Finance |  | Weighted Average Cost of Capital (WACC) (Nominal) (%) | Res PV - Seattle | 5.274% |  |  | Present Value of Depreciation |  |  |  | 0.86849
[9 empty] | Res PV - Chicago | 5.274% |  |  | Project Finance Factor |  |  |  | 1.0456
[9 empty] | Res PV - Kansas City | 5.274% |  |  | Capital Recovery Factor (CRF) Nominal - Mid |  |  |  | 6.71%
[9 empty] | Res PV - Los Angeles | 5.274%
[9 empty] | Res PV - Daggett, CA | 5.274%
[13 empty] | Capital Recovery Factor (CRF) Real - Mid |  |  |  | 4.91%
[6 empty] | Grid Connection Costs |  | Grid Connection Costs (GCC) ($/kW) | Res PV - Seattle | 0 |  |  | Construction Duration yrs |  | 0
[9 empty] | Res PV - Chicago | 0 |  |  | Year | Capital | Accumulated
[9 empty] | Res PV - Kansas City | 0 |  |  | Index | Fraction | Interest
[9 empty] | Res PV - Los Angeles | 0
[9 empty] | Res PV - Daggett, CA | 0
[13 empty] | 0 | 100% | 1.0137
[8 empty] | Grid Feature Costs ($/kW) | Res PV - Seattle | 0 |  |  | 1 | 0% | 1.0419
[9 empty] | Res PV - Chicago | 0 |  |  | 2 | 0% | 1.0712
[9 empty] | Res PV - Kansas City | 0
[9 empty] | Res PV - Los Angeles | 0
[9 empty] | Res PV - Daggett, CA | 0
[12 empty] | MACRS yr | 1 | 2 | 3 | 4 | 5 | 6
[8 empty] | Onshore Spur Line Costs ($/kW) | Res PV - Seattle | 0 |  | Depreciation | 0.2 | 0.32 | 0.192 | 0.1152 | 0.1152 | 0.0576
[9 empty] | Res PV - Chicago | 0 |  | Fraction
[9 empty] | Res PV - Kansas City | 0 |  | Depreciation | 0.9499 | 0.90232 | 0.85711 | 0.81417 | 0.77338 | 0.73464
[9 empty] | Res PV - Los Angeles | 0
[9 empty] | Res PV - Daggett, CA | 0
Factor
[6 empty] | LCOE |  | Levelized Cost of Energy ($/MWh) | Res PV - Seattle | 150.9436
[9 empty] | Res PV - Chicago | 128.4641
[9 empty] | Res PV - Kansas City | 117.2006
[9 empty] | Res PV - Los Angeles | 104.3069
[9 empty] | Res PV - Daggett, CA | 91.2876
[8 empty] | Overnight Levelized Cost of Energy ($/MWh) | Res PV - Seattle | 150.9436
[9 empty] | Res PV - Chicago | 128.4641
[9 empty] | Res PV - Kansas City | 117.2006
[9 empty] | Res PV - Los Angeles | 104.3069
[9 empty] | Res PV - Daggett, CA | 91.2876
***Note: For future projections, low, mid, and high refer to the resulting low, mid, and high LCOE projections.
|  |  | X |  | Future Projections
[10 empty] | 2017 | 2018 | 2019 | 2020 | 2021 | 2022 | 2023 | 2024 | 2025 | 2026 | 2027 | 2028 | 2029 | 2030 | 2031 | 2032 | 2033 | 2034 | 2035 | 2036 | 2037 | 2038 | 2039 | 2040 | 2041 | 2042 | 2043 | 2044 | 2045 | 2046 | 2047 | 2048 | 2049 | 2050
[6 empty] | Techno-Economic Cost and Performance Parameters |  | Net Capacity Factor (%) | Res PV - Seattle - Low | 12.58% | 12.6% | 12.62% | 12.64% | 12.66% | 12.68% | 12.69% | 12.71% | 12.73% | 12.75% | 12.77% | 12.78% | 12.8% | 12.82% | 12.84% | 12.86% | 12.88% | 12.89% | 12.91% | 12.93% | 12.95% | 12.97% | 12.98% | 13% | 13.02% | 13.04% | 13.06% | 13.08% | 13.09% | 13.11% | 13.13% | 13.15% | 13.17% | 13.18%
[9 empty] | Res PV - Seattle - Mid | 12.58% | 12.59% | 12.6% | 12.61% | 12.62% | 12.62% | 12.63% | 12.64% | 12.65% | 12.66% | 12.67% | 12.67% | 12.68% | 12.69% | 12.7% | 12.71% | 12.71% | 12.72% | 12.73% | 12.74% | 12.75% | 12.75% | 12.76% | 12.77% | 12.78% | 12.79% | 12.8% | 12.8% | 12.81% | 12.82% | 12.83% | 12.84% | 12.84% | 12.85%
[9 empty] | Res PV - Seattle - Constant | 12.58% | 12.58% | 12.58% | 12.58% | 12.58% | 12.58% | 12.58% | 12.58% | 12.58% | 12.58% | 12.58% | 12.58% | 12.58% | 12.58% | 12.58% | 12.58% | 12.58% | 12.58% | 12.58% | 12.58% | 12.58% | 12.58% | 12.58% | 12.58% | 12.58% | 12.58% | 12.58% | 12.58% | 12.58% | 12.58% | 12.58% | 12.58% | 12.58% | 12.58%
[9 empty] | Res PV - Chicago - Low | 14.79% | 14.81% | 14.83% | 14.85% | 14.87% | 14.89% | 14.91% | 14.94% | 14.96% | 14.98% | 15% | 15.02% | 15.04% | 15.06% | 15.09% | 15.11% | 15.13% | 15.15% | 15.17% | 15.19% | 15.21% | 15.23% | 15.26% | 15.28% | 15.3% | 15.32% | 15.34% | 15.36% | 15.38% | 15.41% | 15.43% | 15.45% | 15.47% | 15.49%
[9 empty] | Res PV - Chicago - Mid | 14.79% | 14.8% | 14.81% | 14.81% | 14.82% | 14.83% | 14.84% | 14.85% | 14.86% | 14.87% | 14.88% | 14.89% | 14.9% | 14.91% | 14.92% | 14.93% | 14.94% | 14.95% | 14.96% | 14.97% | 14.98% | 14.99% | 15% | 15.01% | 15.02% | 15.02% | 15.03% | 15.04% | 15.05% | 15.06% | 15.07% | 15.08% | 15.09% | 15.1%
[9 empty] | Res PV - Chicago - Constant | 14.79% | 14.79% | 14.79% | 14.79% | 14.79% | 14.79% | 14.79% | 14.79% | 14.79% | 14.79% | 14.79% | 14.79% | 14.79% | 14.79% | 14.79% | 14.79% | 14.79% | 14.79% | 14.79% | 14.79% | 14.79% | 14.79% | 14.79% | 14.79% | 14.79% | 14.79% | 14.79% | 14.79% | 14.79% | 14.79% | 14.79% | 14.79% | 14.79% | 14.79%
[9 empty] | Res PV - Kansas City - Low | 16.21% | 16.23% | 16.25% | 16.28% | 16.3% | 16.32% | 16.35% | 16.37% | 16.39% | 16.42% | 16.44% | 16.46% | 16.49% | 16.51% | 16.54% | 16.56% | 16.58% | 16.61% | 16.63% | 16.65% | 16.68% | 16.7% | 16.72% | 16.75% | 16.77% | 16.79% | 16.82% | 16.84% | 16.86% | 16.89% | 16.91% | 16.93% | 16.96% | 16.98%
[9 empty] | Res PV - Kansas City - Mid | 16.21% | 16.22% | 16.23% | 16.24% | 16.25% | 16.26% | 16.27% | 16.28% | 16.29% | 16.3% | 16.31% | 16.32% | 16.33% | 16.34% | 16.35% | 16.36% | 16.37% | 16.39% | 16.4% | 16.41% | 16.42% | 16.43% | 16.44% | 16.45% | 16.46% | 16.47% | 16.48% | 16.49% | 16.5% | 16.51% | 16.52% | 16.53% | 16.54% | 16.55%
[9 empty] | Res PV - Kansas City - Constant | 16.21% | 16.21% | 16.21% | 16.21% | 16.21% | 16.21% | 16.21% | 16.21% | 16.21% | 16.21% | 16.21% | 16.21% | 16.21% | 16.21% | 16.21% | 16.21% | 16.21% | 16.21% | 16.21% | 16.21% | 16.21% | 16.21% | 16.21% | 16.21% | 16.21% | 16.21% | 16.21% | 16.21% | 16.21% | 16.21% | 16.21% | 16.21% | 16.21% | 16.21%
[9 empty] | Res PV - Los Angeles - Low | 18.21% | 18.24% | 18.26% | 18.29% | 18.32% | 18.34% | 18.37% | 18.4% | 18.42% | 18.45% | 18.47% | 18.5% | 18.53% | 18.55% | 18.58% | 18.61% | 18.63% | 18.66% | 18.68% | 18.71% | 18.74% | 18.76% | 18.79% | 18.82% | 18.84% | 18.87% | 18.89% | 18.92% | 18.95% | 18.97% | 19% | 19.03% | 19.05% | 19.08%
[9 empty] | Res PV - Los Angeles - Mid | 18.21% | 18.22% | 18.23% | 18.25% | 18.26% | 18.27% | 18.28% | 18.29% | 18.3% | 18.32% | 18.33% | 18.34% | 18.35% | 18.36% | 18.38% | 18.39% | 18.4% | 18.41% | 18.42% | 18.43% | 18.45% | 18.46% | 18.47% | 18.48% | 18.49% | 18.5% | 18.52% | 18.53% | 18.54% | 18.55% | 18.56% | 18.58% | 18.59% | 18.6%
[9 empty] | Res PV - Los Angeles - Constant | 18.21% | 18.21% | 18.21% | 18.21% | 18.21% | 18.21% | 18.21% | 18.21% | 18.21% | 18.21% | 18.21% | 18.21% | 18.21% | 18.21% | 18.21% | 18.21% | 18.21% | 18.21% | 18.21% | 18.21% | 18.21% | 18.21% | 18.21% | 18.21% | 18.21% | 18.21% | 18.21% | 18.21% | 18.21% | 18.21% | 18.21% | 18.21% | 18.21% | 18.21%
[9 empty] | Res PV - Daggett, CA - Low | 20.81% | 20.84% | 20.87% | 20.9% | 20.93% | 20.96% | 20.99% | 21.02% | 21.05% | 21.08% | 21.11% | 21.14% | 21.17% | 21.2% | 21.23% | 21.26% | 21.29% | 21.32% | 21.35% | 21.38% | 21.41% | 21.44% | 21.47% | 21.5% | 21.53% | 21.56% | 21.59% | 21.62% | 21.65% | 21.68% | 21.71% | 21.74% | 21.77% | 21.8%
[9 empty] | Res PV - Daggett, CA - Mid | 20.81% | 20.82% | 20.83% | 20.85% | 20.86% | 20.88% | 20.89% | 20.9% | 20.92% | 20.93% | 20.94% | 20.96% | 20.97% | 20.98% | 21% | 21.01% | 21.02% | 21.04% | 21.05% | 21.06% | 21.08% | 21.09% | 21.1% | 21.12% | 21.13% | 21.14% | 21.16% | 21.17% | 21.18% | 21.2% | 21.21% | 21.22% | 21.24% | 21.25%
[9 empty] | Res PV - Daggett, CA - Constant | 20.81% | 20.81% | 20.81% | 20.81% | 20.81% | 20.81% | 20.81% | 20.81% | 20.81% | 20.81% | 20.81% | 20.81% | 20.81% | 20.81% | 20.81% | 20.81% | 20.81% | 20.81% | 20.81% | 20.81% | 20.81% | 20.81% | 20.81% | 20.81% | 20.81% | 20.81% | 20.81% | 20.81% | 20.81% | 20.81% | 20.81% | 20.81% | 20.81% | 20.81%
[10 empty] | 2017 | 2018 | 2019 | 2020 | 2021 | 2022 | 2023 | 2024 | 2025 | 2026 | 2027 | 2028 | 2029 | 2030 | 2031 | 2032 | 2033 | 2034 | 2035 | 2036 | 2037 | 2038 | 2039 | 2040 | 2041 | 2042 | 2043 | 2044 | 2045 | 2046 | 2047 | 2048 | 2049 | 2050
[8 empty] | Annual Energy Production (kWh/kW) | Res PV - Seattle - Low | 1102.3825 | 1103.9752 | 1105.5679 | 1107.1606 | 1108.7532 | 1110.3459 | 1111.9386 | 1113.5313 | 1115.124 | 1116.7167 | 1118.3093 | 1119.902 | 1121.4947 | 1123.0874 | 1124.6801 | 1126.2728 | 1127.8654 | 1129.4581 | 1131.0508 | 1132.6435 | 1134.2362 | 1135.8289 | 1137.4215 | 1139.0142 | 1140.6069 | 1142.1996 | 1143.7923 | 1145.385 | 1146.9776 | 1148.5703 | 1150.163 | 1151.7557 | 1153.3484 | 1154.9411
[9 empty] | Res PV - Seattle - Mid | 1102.3825 | 1103.0942 | 1103.8058 | 1104.5174 | 1105.2291 | 1105.9407 | 1106.6524 | 1107.364 | 1108.0756 | 1108.7873 | 1109.4989 | 1110.2106 | 1110.9222 | 1111.6338 | 1112.3455 | 1113.0571 | 1113.7688 | 1114.4804 | 1115.192 | 1115.9037 | 1116.6153 | 1117.327 | 1118.0386 | 1118.7502 | 1119.4619 | 1120.1735 | 1120.8852 | 1121.5968 | 1122.3085 | 1123.0201 | 1123.7317 | 1124.4434 | 1125.155 | 1125.8667
[9 empty] | Res PV - Seattle - Constant | 1102.3825 | 1102.3825 | 1102.3825 | 1102.3825 | 1102.3825 | 1102.3825 | 1102.3825 | 1102.3825 | 1102.3825 | 1102.3825 | 1102.3825 | 1102.3825 | 1102.3825 | 1102.3825 | 1102.3825 | 1102.3825 | 1102.3825 | 1102.3825 | 1102.3825 | 1102.3825 | 1102.3825 | 1102.3825 | 1102.3825 | 1102.3825 | 1102.3825 | 1102.3825 | 1102.3825 | 1102.3825 | 1102.3825 | 1102.3825 | 1102.3825 | 1102.3825 | 1102.3825 | 1102.3825
[9 empty] | Res PV - Chicago - Low | 1295.2845 | 1297.1558 | 1299.0272 | 1300.8986 | 1302.77 | 1304.6414 | 1306.5127 | 1308.3841 | 1310.2555 | 1312.1269 | 1313.9983 | 1315.8696 | 1317.741 | 1319.6124 | 1321.4838 | 1323.3552 | 1325.2265 | 1327.0979 | 1328.9693 | 1330.8407 | 1332.7121 | 1334.5835 | 1336.4548 | 1338.3262 | 1340.1976 | 1342.069 | 1343.9404 | 1345.8117 | 1347.6831 | 1349.5545 | 1351.4259 | 1353.2973 | 1355.1686 | 1357.04
[9 empty] | Res PV - Chicago - Mid | 1295.2845 | 1296.1206 | 1296.9568 | 1297.793 | 1298.6291 | 1299.4653 | 1300.3015 | 1301.1376 | 1301.9738 | 1302.81 | 1303.6461 | 1304.4823 | 1305.3185 | 1306.1546 | 1306.9908 | 1307.827 | 1308.6631 | 1309.4993 | 1310.3355 | 1311.1716 | 1312.0078 | 1312.844 | 1313.6801 | 1314.5163 | 1315.3525 | 1316.1887 | 1317.0248 | 1317.861 | 1318.6972 | 1319.5333 | 1320.3695 | 1321.2057 | 1322.0418 | 1322.878
[9 empty] | Res PV - Chicago - Constant | 1295.2845 | 1295.2845 | 1295.2845 | 1295.2845 | 1295.2845 | 1295.2845 | 1295.2845 | 1295.2845 | 1295.2845 | 1295.2845 | 1295.2845 | 1295.2845 | 1295.2845 | 1295.2845 | 1295.2845 | 1295.2845 | 1295.2845 | 1295.2845 | 1295.2845 | 1295.2845 | 1295.2845 | 1295.2845 | 1295.2845 | 1295.2845 | 1295.2845 | 1295.2845 | 1295.2845 | 1295.2845 | 1295.2845 | 1295.2845 | 1295.2845 | 1295.2845 | 1295.2845 | 1295.2845
[9 empty] | Res PV - Kansas City - Low | 1419.7678 | 1421.819 | 1423.8703 | 1425.9215 | 1427.9727 | 1430.024 | 1432.0752 | 1434.1264 | 1436.1777 | 1438.2289 | 1440.2801 | 1442.3313 | 1444.3826 | 1446.4338 | 1448.485 | 1450.5363 | 1452.5875 | 1454.6387 | 1456.6899 | 1458.7412 | 1460.7924 | 1462.8436 | 1464.8949 | 1466.9461 | 1468.9973 | 1471.0486 | 1473.0998 | 1475.151 | 1477.2023 | 1479.2535 | 1481.3047 | 1483.3559 | 1485.4072 | 1487.4584
[9 empty] | Res PV - Kansas City - Mid | 1419.7678 | 1420.6843 | 1421.6009 | 1422.5174 | 1423.4339 | 1424.3505 | 1425.267 | 1426.1835 | 1427.1 | 1428.0166 | 1428.9331 | 1429.8496 | 1430.7661 | 1431.6827 | 1432.5992 | 1433.5157 | 1434.4323 | 1435.3488 | 1436.2653 | 1437.1818 | 1438.0984 | 1439.0149 | 1439.9314 | 1440.848 | 1441.7645 | 1442.681 | 1443.5975 | 1444.5141 | 1445.4306 | 1446.3471 | 1447.2636 | 1448.1802 | 1449.0967 | 1450.0132
[9 empty] | Res PV - Kansas City - Constant | 1419.7678 | 1419.7678 | 1419.7678 | 1419.7678 | 1419.7678 | 1419.7678 | 1419.7678 | 1419.7678 | 1419.7678 | 1419.7678 | 1419.7678 | 1419.7678 | 1419.7678 | 1419.7678 | 1419.7678 | 1419.7678 | 1419.7678 | 1419.7678 | 1419.7678 | 1419.7678 | 1419.7678 | 1419.7678 | 1419.7678 | 1419.7678 | 1419.7678 | 1419.7678 | 1419.7678 | 1419.7678 | 1419.7678 | 1419.7678 | 1419.7678 | 1419.7678 | 1419.7678 | 1419.7678
[9 empty] | Res PV - Los Angeles - Low | 1595.2692 | 1597.574 | 1599.8788 | 1602.1836 | 1604.4884 | 1606.7931 | 1609.0979 | 1611.4027 | 1613.7075 | 1616.0123 | 1618.3171 | 1620.6219 | 1622.9267 | 1625.2315 | 1627.5362 | 1629.841 | 1632.1458 | 1634.4506 | 1636.7554 | 1639.0602 | 1641.365 | 1643.6698 | 1645.9745 | 1648.2793 | 1650.5841 | 1652.8889 | 1655.1937 | 1657.4985 | 1659.8033 | 1662.1081 | 1664.4128 | 1666.7176 | 1669.0224 | 1671.3272
[9 empty] | Res PV - Los Angeles - Mid | 1595.2692 | 1596.299 | 1597.3289 | 1598.3587 | 1599.3885 | 1600.4183 | 1601.4481 | 1602.478 | 1603.5078 | 1604.5376 | 1605.5674 | 1606.5973 | 1607.6271 | 1608.6569 | 1609.6867 | 1610.7165 | 1611.7464 | 1612.7762 | 1613.806 | 1614.8358 | 1615.8657 | 1616.8955 | 1617.9253 | 1618.9551 | 1619.9849 | 1621.0148 | 1622.0446 | 1623.0744 | 1624.1042 | 1625.1341 | 1626.1639 | 1627.1937 | 1628.2235 | 1629.2533
[9 empty] | Res PV - Los Angeles - Constant | 1595.2692 | 1595.2692 | 1595.2692 | 1595.2692 | 1595.2692 | 1595.2692 | 1595.2692 | 1595.2692 | 1595.2692 | 1595.2692 | 1595.2692 | 1595.2692 | 1595.2692 | 1595.2692 | 1595.2692 | 1595.2692 | 1595.2692 | 1595.2692 | 1595.2692 | 1595.2692 | 1595.2692 | 1595.2692 | 1595.2692 | 1595.2692 | 1595.2692 | 1595.2692 | 1595.2692 | 1595.2692 | 1595.2692 | 1595.2692 | 1595.2692 | 1595.2692 | 1595.2692 | 1595.2692
[9 empty] | Res PV - Daggett, CA - Low | 1822.7832 | 1825.4167 | 1828.0502 | 1830.6837 | 1833.3172 | 1835.9506 | 1838.5841 | 1841.2176 | 1843.8511 | 1846.4846 | 1849.1181 | 1851.7516 | 1854.3851 | 1857.0186 | 1859.6521 | 1862.2856 | 1864.9191 | 1867.5526 | 1870.186 | 1872.8195 | 1875.453 | 1878.0865 | 1880.72 | 1883.3535 | 1885.987 | 1888.6205 | 1891.254 | 1893.8875 | 1896.521 | 1899.1545 | 1901.788 | 1904.4214 | 1907.0549 | 1909.6884
[9 empty] | Res PV - Daggett, CA - Mid | 1822.7832 | 1823.9599 | 1825.1366 | 1826.3133 | 1827.49 | 1828.6667 | 1829.8434 | 1831.02 | 1832.1967 | 1833.3734 | 1834.5501 | 1835.7268 | 1836.9035 | 1838.0802 | 1839.2569 | 1840.4336 | 1841.6103 | 1842.787 | 1843.9637 | 1845.1404 | 1846.3171 | 1847.4938 | 1848.6704 | 1849.8471 | 1851.0238 | 1852.2005 | 1853.3772 | 1854.5539 | 1855.7306 | 1856.9073 | 1858.084 | 1859.2607 | 1860.4374 | 1861.6141
[9 empty] | Res PV - Daggett, CA - Constant | 1822.7832 | 1822.7832 | 1822.7832 | 1822.7832 | 1822.7832 | 1822.7832 | 1822.7832 | 1822.7832 | 1822.7832 | 1822.7832 | 1822.7832 | 1822.7832 | 1822.7832 | 1822.7832 | 1822.7832 | 1822.7832 | 1822.7832 | 1822.7832 | 1822.7832 | 1822.7832 | 1822.7832 | 1822.7832 | 1822.7832 | 1822.7832 | 1822.7832 | 1822.7832 | 1822.7832 | 1822.7832 | 1822.7832 | 1822.7832 | 1822.7832 | 1822.7832 | 1822.7832 | 1822.7832
[10 empty] | 2017 | 2018 | 2019 | 2020 | 2021 | 2022 | 2023 | 2024 | 2025 | 2026 | 2027 | 2028 | 2029 | 2030 | 2031 | 2032 | 2033 | 2034 | 2035 | 2036 | 2037 | 2038 | 2039 | 2040 | 2041 | 2042 | 2043 | 2044 | 2045 | 2046 | 2047 | 2048 | 2049 | 2050
[8 empty] | CAPEX ($/kW) | Res PV - Seattle - Low | 2769.7352 | 2639.7973 | 2346.066 | 2217.0323 | 2075.6523 | 1934.2723 | 1792.8922 | 1651.5122 | 1510.1321 | 1368.7521 | 1227.372 | 1085.992 | 944.6119 | 803.2319 | 783.7623 | 764.2927 | 744.8231 | 725.3535 | 705.8839 | 686.4143 | 666.9447 | 647.4752 | 628.0056 | 608.536 | 599.2235 | 589.9111 | 580.5987 | 571.2862 | 561.9738 | 559.579 | 557.1843 | 554.7895 | 552.3948 | 550
[9 empty] | Res PV - Seattle - Mid | 2769.7352 | 2639.7973 | 2575.3202 | 2510.8432 | 2400.6082 | 2290.3733 | 2180.1384 | 2069.9035 | 1959.6686 | 1849.4337 | 1739.1988 | 1628.9639 | 1518.729 | 1408.4941 | 1381.7373 | 1354.9804 | 1328.2236 | 1301.4667 | 1274.7099 | 1247.953 | 1221.1962 | 1194.4393 | 1167.6825 | 1140.9256 | 1129.4438 | 1117.9619 | 1106.48 | 1094.9982 | 1083.5163 | 1080.8131 | 1078.1098 | 1075.4065 | 1072.7033 | 1070
[9 empty] | Res PV - Seattle - Constant | 2769.7352 | 2639.7973 | 2639.7973 | 2639.7973 | 2639.7973 | 2639.7973 | 2639.7973 | 2639.7973 | 2639.7973 | 2639.7973 | 2639.7973 | 2639.7973 | 2639.7973 | 2639.7973 | 2639.7973 | 2639.7973 | 2639.7973 | 2639.7973 | 2639.7973 | 2639.7973 | 2639.7973 | 2639.7973 | 2639.7973 | 2639.7973 | 2639.7973 | 2639.7973 | 2639.7973 | 2639.7973 | 2639.7973 | 2639.7973 | 2639.7973 | 2639.7973 | 2639.7973 | 2639.7973
[9 empty] | Res PV - Chicago - Low | 2769.7352 | 2639.7973 | 2346.066 | 2217.0323 | 2075.6523 | 1934.2723 | 1792.8922 | 1651.5122 | 1510.1321 | 1368.7521 | 1227.372 | 1085.992 | 944.6119 | 803.2319 | 783.7623 | 764.2927 | 744.8231 | 725.3535 | 705.8839 | 686.4143 | 666.9447 | 647.4752 | 628.0056 | 608.536 | 599.2235 | 589.9111 | 580.5987 | 571.2862 | 561.9738 | 559.579 | 557.1843 | 554.7895 | 552.3948 | 550
[9 empty] | Res PV - Chicago - Mid | 2769.7352 | 2639.7973 | 2575.3202 | 2510.8432 | 2400.6082 | 2290.3733 | 2180.1384 | 2069.9035 | 1959.6686 | 1849.4337 | 1739.1988 | 1628.9639 | 1518.729 | 1408.4941 | 1381.7373 | 1354.9804 | 1328.2236 | 1301.4667 | 1274.7099 | 1247.953 | 1221.1962 | 1194.4393 | 1167.6825 | 1140.9256 | 1129.4438 | 1117.9619 | 1106.48 | 1094.9982 | 1083.5163 | 1080.8131 | 1078.1098 | 1075.4065 | 1072.7033 | 1070
[9 empty] | Res PV - Chicago - Constant | 2769.7352 | 2639.7973 | 2639.7973 | 2639.7973 | 2639.7973 | 2639.7973 | 2639.7973 | 2639.7973 | 2639.7973 | 2639.7973 | 2639.7973 | 2639.7973 | 2639.7973 | 2639.7973 | 2639.7973 | 2639.7973 | 2639.7973 | 2639.7973 | 2639.7973 | 2639.7973 | 2639.7973 | 2639.7973 | 2639.7973 | 2639.7973 | 2639.7973 | 2639.7973 | 2639.7973 | 2639.7973 | 2639.7973 | 2639.7973 | 2639.7973 | 2639.7973 | 2639.7973 | 2639.7973
[9 empty] | Res PV - Kansas City - Low | 2769.7352 | 2639.7973 | 2346.066 | 2217.0323 | 2075.6523 | 1934.2723 | 1792.8922 | 1651.5122 | 1510.1321 | 1368.7521 | 1227.372 | 1085.992 | 944.6119 | 803.2319 | 783.7623 | 764.2927 | 744.8231 | 725.3535 | 705.8839 | 686.4143 | 666.9447 | 647.4752 | 628.0056 | 608.536 | 599.2235 | 589.9111 | 580.5987 | 571.2862 | 561.9738 | 559.579 | 557.1843 | 554.7895 | 552.3948 | 550
[9 empty] | Res PV - Kansas City - Mid | 2769.7352 | 2639.7973 | 2575.3202 | 2510.8432 | 2400.6082 | 2290.3733 | 2180.1384 | 2069.9035 | 1959.6686 | 1849.4337 | 1739.1988 | 1628.9639 | 1518.729 | 1408.4941 | 1381.7373 | 1354.9804 | 1328.2236 | 1301.4667 | 1274.7099 | 1247.953 | 1221.1962 | 1194.4393 | 1167.6825 | 1140.9256 | 1129.4438 | 1117.9619 | 1106.48 | 1094.9982 | 1083.5163 | 1080.8131 | 1078.1098 | 1075.4065 | 1072.7033 | 1070
[9 empty] | Res PV - Kansas City - Constant | 2769.7352 | 2639.7973 | 2639.7973 | 2639.7973 | 2639.7973 | 2639.7973 | 2639.7973 | 2639.7973 | 2639.7973 | 2639.7973 | 2639.7973 | 2639.7973 | 2639.7973 | 2639.7973 | 2639.7973 | 2639.7973 | 2639.7973 | 2639.7973 | 2639.7973 | 2639.7973 | 2639.7973 | 2639.7973 | 2639.7973 | 2639.7973 | 2639.7973 | 2639.7973 | 2639.7973 | 2639.7973 | 2639.7973 | 2639.7973 | 2639.7973 | 2639.7973 | 2639.7973 | 2639.7973
[9 empty] | Res PV - Los Angeles - Low | 2769.7352 | 2639.7973 | 2346.066 | 2217.0323 | 2075.6523 | 1934.2723 | 1792.8922 | 1651.5122 | 1510.1321 | 1368.7521 | 1227.372 | 1085.992 | 944.6119 | 803.2319 | 783.7623 | 764.2927 | 744.8231 | 725.3535 | 705.8839 | 686.4143 | 666.9447 | 647.4752 | 628.0056 | 608.536 | 599.2235 | 589.9111 | 580.5987 | 571.2862 | 561.9738 | 559.579 | 557.1843 | 554.7895 | 552.3948 | 550
[9 empty] | Res PV - Los Angeles - Mid | 2769.7352 | 2639.7973 | 2575.3202 | 2510.8432 | 2400.6082 | 2290.3733 | 2180.1384 | 2069.9035 | 1959.6686 | 1849.4337 | 1739.1988 | 1628.9639 | 1518.729 | 1408.4941 | 1381.7373 | 1354.9804 | 1328.2236 | 1301.4667 | 1274.7099 | 1247.953 | 1221.1962 | 1194.4393 | 1167.6825 | 1140.9256 | 1129.4438 | 1117.9619 | 1106.48 | 1094.9982 | 1083.5163 | 1080.8131 | 1078.1098 | 1075.4065 | 1072.7033 | 1070
[9 empty] | Res PV - Los Angeles - Constant | 2769.7352 | 2639.7973 | 2639.7973 | 2639.7973 | 2639.7973 | 2639.7973 | 2639.7973 | 2639.7973 | 2639.7973 | 2639.7973 | 2639.7973 | 2639.7973 | 2639.7973 | 2639.7973 | 2639.7973 | 2639.7973 | 2639.7973 | 2639.7973 | 2639.7973 | 2639.7973 | 2639.7973 | 2639.7973 | 2639.7973 | 2639.7973 | 2639.7973 | 2639.7973 | 2639.7973 | 2639.7973 | 2639.7973 | 2639.7973 | 2639.7973 | 2639.7973 | 2639.7973 | 2639.7973
[9 empty] | Res PV - Daggett, CA - Low | 2769.7352 | 2639.7973 | 2346.066 | 2217.0323 | 2075.6523 | 1934.2723 | 1792.8922 | 1651.5122 | 1510.1321 | 1368.7521 | 1227.372 | 1085.992 | 944.6119 | 803.2319 | 783.7623 | 764.2927 | 744.8231 | 725.3535 | 705.8839 | 686.4143 | 666.9447 | 647.4752 | 628.0056 | 608.536 | 599.2235 | 589.9111 | 580.5987 | 571.2862 | 561.9738 | 559.579 | 557.1843 | 554.7895 | 552.3948 | 550
[9 empty] | Res PV - Daggett, CA - Mid | 2769.7352 | 2639.7973 | 2575.3202 | 2510.8432 | 2400.6082 | 2290.3733 | 2180.1384 | 2069.9035 | 1959.6686 | 1849.4337 | 1739.1988 | 1628.9639 | 1518.729 | 1408.4941 | 1381.7373 | 1354.9804 | 1328.2236 | 1301.4667 | 1274.7099 | 1247.953 | 1221.1962 | 1194.4393 | 1167.6825 | 1140.9256 | 1129.4438 | 1117.9619 | 1106.48 | 1094.9982 | 1083.5163 | 1080.8131 | 1078.1098 | 1075.4065 | 1072.7033 | 1070
[9 empty] | Res PV - Daggett, CA - Constant | 2769.7352 | 2639.7973 | 2639.7973 | 2639.7973 | 2639.7973 | 2639.7973 | 2639.7973 | 2639.7973 | 2639.7973 | 2639.7973 | 2639.7973 | 2639.7973 | 2639.7973 | 2639.7973 | 2639.7973 | 2639.7973 | 2639.7973 | 2639.7973 | 2639.7973 | 2639.7973 | 2639.7973 | 2639.7973 | 2639.7973 | 2639.7973 | 2639.7973 | 2639.7973 | 2639.7973 | 2639.7973 | 2639.7973 | 2639.7973 | 2639.7973 | 2639.7973 | 2639.7973 | 2639.7973
[10 empty] | 2017 | 2018 | 2019 | 2020 | 2021 | 2022 | 2023 | 2024 | 2025 | 2026 | 2027 | 2028 | 2029 | 2030 | 2031 | 2032 | 2033 | 2034 | 2035 | 2036 | 2037 | 2038 | 2039 | 2040 | 2041 | 2042 | 2043 | 2044 | 2045 | 2046 | 2047 | 2048 | 2049 | 2050
[8 empty] | Overnight Capital Cost ($/kW) | Res PV - Seattle - Low | 2769.7352 | 2639.7973 | 2346.066 | 2217.0323 | 2075.6523 | 1934.2723 | 1792.8922 | 1651.5122 | 1510.1321 | 1368.7521 | 1227.372 | 1085.992 | 944.6119 | 803.2319 | 783.7623 | 764.2927 | 744.8231 | 725.3535 | 705.8839 | 686.4143 | 666.9447 | 647.4752 | 628.0056 | 608.536 | 599.2235 | 589.9111 | 580.5987 | 571.2862 | 561.9738 | 559.579 | 557.1843 | 554.7895 | 552.3948 | 550
[9 empty] | Res PV - Seattle - Mid | 2769.7352 | 2639.7973 | 2575.3202 | 2510.8431 | 2400.6082 | 2290.3733 | 2180.1384 | 2069.9035 | 1959.6686 | 1849.4337 | 1739.1988 | 1628.9639 | 1518.729 | 1408.4941 | 1381.7373 | 1354.9804 | 1328.2236 | 1301.4667 | 1274.7099 | 1247.953 | 1221.1962 | 1194.4393 | 1167.6825 | 1140.9256 | 1129.4438 | 1117.9619 | 1106.48 | 1094.9982 | 1083.5163 | 1080.8131 | 1078.1098 | 1075.4065 | 1072.7033 | 1070
[9 empty] | Res PV - Seattle - Constant | 2769.7352 | 2639.7973 | 2639.7973 | 2639.7973 | 2639.7973 | 2639.7973 | 2639.7973 | 2639.7973 | 2639.7973 | 2639.7973 | 2639.7973 | 2639.7973 | 2639.7973 | 2639.7973 | 2639.7973 | 2639.7973 | 2639.7973 | 2639.7973 | 2639.7973 | 2639.7973 | 2639.7973 | 2639.7973 | 2639.7973 | 2639.7973 | 2639.7973 | 2639.7973 | 2639.7973 | 2639.7973 | 2639.7973 | 2639.7973 | 2639.7973 | 2639.7973 | 2639.7973 | 2639.7973
[9 empty] | Res PV - Chicago - Low | 2769.7352 | 2639.7973 | 2346.066 | 2217.0323 | 2075.6523 | 1934.2723 | 1792.8922 | 1651.5122 | 1510.1321 | 1368.7521 | 1227.372 | 1085.992 | 944.6119 | 803.2319 | 783.7623 | 764.2927 | 744.8231 | 725.3535 | 705.8839 | 686.4143 | 666.9447 | 647.4752 | 628.0056 | 608.536 | 599.2235 | 589.9111 | 580.5987 | 571.2862 | 561.9738 | 559.579 | 557.1843 | 554.7895 | 552.3948 | 550
[9 empty] | Res PV - Chicago - Mid | 2769.7352 | 2639.7973 | 2575.3202 | 2510.8432 | 2400.6082 | 2290.3733 | 2180.1384 | 2069.9035 | 1959.6686 | 1849.4337 | 1739.1988 | 1628.9639 | 1518.729 | 1408.4941 | 1381.7373 | 1354.9804 | 1328.2236 | 1301.4667 | 1274.7099 | 1247.953 | 1221.1962 | 1194.4393 | 1167.6825 | 1140.9256 | 1129.4438 | 1117.9619 | 1106.48 | 1094.9982 | 1083.5163 | 1080.8131 | 1078.1098 | 1075.4065 | 1072.7033 | 1070
[9 empty] | Res PV - Chicago - Constant | 2769.7352 | 2639.7973 | 2639.7973 | 2639.7973 | 2639.7973 | 2639.7973 | 2639.7973 | 2639.7973 | 2639.7973 | 2639.7973 | 2639.7973 | 2639.7973 | 2639.7973 | 2639.7973 | 2639.7973 | 2639.7973 | 2639.7973 | 2639.7973 | 2639.7973 | 2639.7973 | 2639.7973 | 2639.7973 | 2639.7973 | 2639.7973 | 2639.7973 | 2639.7973 | 2639.7973 | 2639.7973 | 2639.7973 | 2639.7973 | 2639.7973 | 2639.7973 | 2639.7973 | 2639.7973
[9 empty] | Res PV - Kansas City - Low | 2769.7352 | 2639.7973 | 2346.066 | 2217.0323 | 2075.6523 | 1934.2723 | 1792.8922 | 1651.5122 | 1510.1321 | 1368.7521 | 1227.372 | 1085.992 | 944.6119 | 803.2319 | 783.7623 | 764.2927 | 744.8231 | 725.3535 | 705.8839 | 686.4143 | 666.9447 | 647.4752 | 628.0056 | 608.536 | 599.2235 | 589.9111 | 580.5987 | 571.2862 | 561.9738 | 559.579 | 557.1843 | 554.7895 | 552.3948 | 550
[9 empty] | Res PV - Kansas City - Mid | 2769.7352 | 2639.7973 | 2575.3202 | 2510.8432 | 2400.6082 | 2290.3733 | 2180.1384 | 2069.9035 | 1959.6686 | 1849.4337 | 1739.1988 | 1628.9639 | 1518.729 | 1408.4941 | 1381.7373 | 1354.9804 | 1328.2236 | 1301.4667 | 1274.7099 | 1247.953 | 1221.1962 | 1194.4393 | 1167.6825 | 1140.9256 | 1129.4438 | 1117.9619 | 1106.48 | 1094.9982 | 1083.5163 | 1080.8131 | 1078.1098 | 1075.4065 | 1072.7033 | 1070
[9 empty] | Res PV - Kansas City - Constant | 2769.7352 | 2639.7973 | 2639.7973 | 2639.7973 | 2639.7973 | 2639.7973 | 2639.7973 | 2639.7973 | 2639.7973 | 2639.7973 | 2639.7973 | 2639.7973 | 2639.7973 | 2639.7973 | 2639.7973 | 2639.7973 | 2639.7973 | 2639.7973 | 2639.7973 | 2639.7973 | 2639.7973 | 2639.7973 | 2639.7973 | 2639.7973 | 2639.7973 | 2639.7973 | 2639.7973 | 2639.7973 | 2639.7973 | 2639.7973 | 2639.7973 | 2639.7973 | 2639.7973 | 2639.7973
[9 empty] | Res PV - Los Angeles - Low | 2769.7352 | 2639.7973 | 2346.066 | 2217.0323 | 2075.6523 | 1934.2723 | 1792.8922 | 1651.5122 | 1510.1321 | 1368.7521 | 1227.372 | 1085.992 | 944.6119 | 803.2319 | 783.7623 | 764.2927 | 744.8231 | 725.3535 | 705.8839 | 686.4143 | 666.9447 | 647.4752 | 628.0056 | 608.536 | 599.2235 | 589.9111 | 580.5987 | 571.2862 | 561.9738 | 559.579 | 557.1843 | 554.7895 | 552.3948 | 550
[9 empty] | Res PV - Los Angeles - Mid | 2769.7352 | 2639.7973 | 2575.3202 | 2510.8432 | 2400.6082 | 2290.3733 | 2180.1384 | 2069.9035 | 1959.6686 | 1849.4337 | 1739.1988 | 1628.9639 | 1518.729 | 1408.4941 | 1381.7373 | 1354.9804 | 1328.2236 | 1301.4667 | 1274.7099 | 1247.953 | 1221.1962 | 1194.4393 | 1167.6825 | 1140.9256 | 1129.4438 | 1117.9619 | 1106.48 | 1094.9982 | 1083.5163 | 1080.8131 | 1078.1098 | 1075.4065 | 1072.7033 | 1070
[9 empty] | Res PV - Los Angeles - Constant | 2769.7352 | 2639.7973 | 2639.7973 | 2639.7973 | 2639.7973 | 2639.7973 | 2639.7973 | 2639.7973 | 2639.7973 | 2639.7973 | 2639.7973 | 2639.7973 | 2639.7973 | 2639.7973 | 2639.7973 | 2639.7973 | 2639.7973 | 2639.7973 | 2639.7973 | 2639.7973 | 2639.7973 | 2639.7973 | 2639.7973 | 2639.7973 | 2639.7973 | 2639.7973 | 2639.7973 | 2639.7973 | 2639.7973 | 2639.7973 | 2639.7973 | 2639.7973 | 2639.7973 | 2639.7973
[9 empty] | Res PV - Daggett, CA - Low | 2769.7352 | 2639.7973 | 2346.066 | 2217.0323 | 2075.6523 | 1934.2723 | 1792.8922 | 1651.5122 | 1510.1321 | 1368.7521 | 1227.372 | 1085.992 | 944.6119 | 803.2319 | 783.7623 | 764.2927 | 744.8231 | 725.3535 | 705.8839 | 686.4143 | 666.9447 | 647.4752 | 628.0056 | 608.536 | 599.2235 | 589.9111 | 580.5987 | 571.2862 | 561.9738 | 559.579 | 557.1843 | 554.7895 | 552.3948 | 550
[9 empty] | Res PV - Daggett, CA - Mid | 2769.7352 | 2639.7973 | 2575.3202 | 2510.8432 | 2400.6082 | 2290.3733 | 2180.1384 | 2069.9035 | 1959.6686 | 1849.4337 | 1739.1988 | 1628.9639 | 1518.729 | 1408.4941 | 1381.7373 | 1354.9804 | 1328.2236 | 1301.4667 | 1274.7099 | 1247.953 | 1221.1962 | 1194.4393 | 1167.6825 | 1140.9256 | 1129.4438 | 1117.9619 | 1106.48 | 1094.9982 | 1083.5163 | 1080.8131 | 1078.1098 | 1075.4065 | 1072.7033 | 1070
[9 empty] | Res PV - Daggett, CA - Constant | 2769.7352 | 2639.7973 | 2639.7973 | 2639.7973 | 2639.7973 | 2639.7973 | 2639.7973 | 2639.7973 | 2639.7973 | 2639.7973 | 2639.7973 | 2639.7973 | 2639.7973 | 2639.7973 | 2639.7973 | 2639.7973 | 2639.7973 | 2639.7973 | 2639.7973 | 2639.7973 | 2639.7973 | 2639.7973 | 2639.7973 | 2639.7973 | 2639.7973 | 2639.7973 | 2639.7973 | 2639.7973 | 2639.7973 | 2639.7973 | 2639.7973 | 2639.7973 | 2639.7973 | 2639.7973
[10 empty] | 2017 | 2018 | 2019 | 2020 | 2021 | 2022 | 2023 | 2024 | 2025 | 2026 | 2027 | 2028 | 2029 | 2030 | 2031 | 2032 | 2033 | 2034 | 2035 | 2036 | 2037 | 2038 | 2039 | 2040 | 2041 | 2042 | 2043 | 2044 | 2045 | 2046 | 2047 | 2048 | 2049 | 2050
[8 empty] | Fixed Operation and Maintenance Expenses ($/kW-yr) | Res PV - Seattle - Low | 23.4278 | 21.4755 | 18.7685 | 17.7363 | 16.6052 | 15.4742 | 14.3431 | 13.2121 | 12.0811 | 10.95 | 9.819 | 8.6879 | 7.5569 | 6.4259 | 6.2701 | 6.1143 | 5.9586 | 5.8028 | 5.6471 | 5.4913 | 5.3356 | 5.1798 | 5.024 | 4.8683 | 4.7938 | 4.7193 | 4.6448 | 4.5703 | 4.4958 | 4.4766 | 4.4575 | 4.4383 | 4.4192 | 4.4
[9 empty] | Res PV - Seattle - Mid | 23.4278 | 21.4755 | 20.6026 | 20.0867 | 19.2049 | 18.323 | 17.4411 | 16.5592 | 15.6773 | 14.7955 | 13.9136 | 13.0317 | 12.1498 | 11.268 | 11.0539 | 10.8398 | 10.6258 | 10.4117 | 10.1977 | 9.9836 | 9.7696 | 9.5555 | 9.3415 | 9.1274 | 9.0356 | 8.9437 | 8.8518 | 8.76 | 8.6681 | 8.6465 | 8.6249 | 8.6033 | 8.5816 | 8.56
[9 empty] | Res PV - Seattle - Constant | 23.4278 | 21.4755 | 21.4755 | 21.4755 | 21.4755 | 21.4755 | 21.4755 | 21.4755 | 21.4755 | 21.4755 | 21.4755 | 21.4755 | 21.4755 | 21.4755 | 21.4755 | 21.4755 | 21.4755 | 21.4755 | 21.4755 | 21.4755 | 21.4755 | 21.4755 | 21.4755 | 21.4755 | 21.4755 | 21.4755 | 21.4755 | 21.4755 | 21.4755 | 21.4755 | 21.4755 | 21.4755 | 21.4755 | 21.4755
[9 empty] | Res PV - Chicago - Low | 23.4278 | 21.4755 | 18.7685 | 17.7363 | 16.6052 | 15.4742 | 14.3431 | 13.2121 | 12.0811 | 10.95 | 9.819 | 8.6879 | 7.5569 | 6.4259 | 6.2701 | 6.1143 | 5.9586 | 5.8028 | 5.6471 | 5.4913 | 5.3356 | 5.1798 | 5.024 | 4.8683 | 4.7938 | 4.7193 | 4.6448 | 4.5703 | 4.4958 | 4.4766 | 4.4575 | 4.4383 | 4.4192 | 4.4
[9 empty] | Res PV - Chicago - Mid | 23.4278 | 21.4755 | 20.6026 | 20.0867 | 19.2049 | 18.323 | 17.4411 | 16.5592 | 15.6773 | 14.7955 | 13.9136 | 13.0317 | 12.1498 | 11.268 | 11.0539 | 10.8398 | 10.6258 | 10.4117 | 10.1977 | 9.9836 | 9.7696 | 9.5555 | 9.3415 | 9.1274 | 9.0356 | 8.9437 | 8.8518 | 8.76 | 8.6681 | 8.6465 | 8.6249 | 8.6033 | 8.5816 | 8.56
[9 empty] | Res PV - Chicago - Constant | 23.4278 | 21.4755 | 21.4755 | 21.4755 | 21.4755 | 21.4755 | 21.4755 | 21.4755 | 21.4755 | 21.4755 | 21.4755 | 21.4755 | 21.4755 | 21.4755 | 21.4755 | 21.4755 | 21.4755 | 21.4755 | 21.4755 | 21.4755 | 21.4755 | 21.4755 | 21.4755 | 21.4755 | 21.4755 | 21.4755 | 21.4755 | 21.4755 | 21.4755 | 21.4755 | 21.4755 | 21.4755 | 21.4755 | 21.4755
[9 empty] | Res PV - Kansas City - Low | 23.4278 | 21.4755 | 18.7685 | 17.7363 | 16.6052 | 15.4742 | 14.3431 | 13.2121 | 12.0811 | 10.95 | 9.819 | 8.6879 | 7.5569 | 6.4259 | 6.2701 | 6.1143 | 5.9586 | 5.8028 | 5.6471 | 5.4913 | 5.3356 | 5.1798 | 5.024 | 4.8683 | 4.7938 | 4.7193 | 4.6448 | 4.5703 | 4.4958 | 4.4766 | 4.4575 | 4.4383 | 4.4192 | 4.4
[9 empty] | Res PV - Kansas City - Mid | 23.4278 | 21.4755 | 20.6026 | 20.0867 | 19.2049 | 18.323 | 17.4411 | 16.5592 | 15.6773 | 14.7955 | 13.9136 | 13.0317 | 12.1498 | 11.268 | 11.0539 | 10.8398 | 10.6258 | 10.4117 | 10.1977 | 9.9836 | 9.7696 | 9.5555 | 9.3415 | 9.1274 | 9.0356 | 8.9437 | 8.8518 | 8.76 | 8.6681 | 8.6465 | 8.6249 | 8.6033 | 8.5816 | 8.56
[9 empty] | Res PV - Kansas City - Constant | 23.4278 | 21.4755 | 21.4755 | 21.4755 | 21.4755 | 21.4755 | 21.4755 | 21.4755 | 21.4755 | 21.4755 | 21.4755 | 21.4755 | 21.4755 | 21.4755 | 21.4755 | 21.4755 | 21.4755 | 21.4755 | 21.4755 | 21.4755 | 21.4755 | 21.4755 | 21.4755 | 21.4755 | 21.4755 | 21.4755 | 21.4755 | 21.4755 | 21.4755 | 21.4755 | 21.4755 | 21.4755 | 21.4755 | 21.4755
[9 empty] | Res PV - Los Angeles - Low | 23.4278 | 21.4755 | 18.7685 | 17.7363 | 16.6052 | 15.4742 | 14.3431 | 13.2121 | 12.0811 | 10.95 | 9.819 | 8.6879 | 7.5569 | 6.4259 | 6.2701 | 6.1143 | 5.9586 | 5.8028 | 5.6471 | 5.4913 | 5.3356 | 5.1798 | 5.024 | 4.8683 | 4.7938 | 4.7193 | 4.6448 | 4.5703 | 4.4958 | 4.4766 | 4.4575 | 4.4383 | 4.4192 | 4.4
[9 empty] | Res PV - Los Angeles - Mid | 23.4278 | 21.4755 | 20.6026 | 20.0867 | 19.2049 | 18.323 | 17.4411 | 16.5592 | 15.6773 | 14.7955 | 13.9136 | 13.0317 | 12.1498 | 11.268 | 11.0539 | 10.8398 | 10.6258 | 10.4117 | 10.1977 | 9.9836 | 9.7696 | 9.5555 | 9.3415 | 9.1274 | 9.0356 | 8.9437 | 8.8518 | 8.76 | 8.6681 | 8.6465 | 8.6249 | 8.6033 | 8.5816 | 8.56
[9 empty] | Res PV - Los Angeles - Constant | 23.4278 | 21.4755 | 21.4755 | 21.4755 | 21.4755 | 21.4755 | 21.4755 | 21.4755 | 21.4755 | 21.4755 | 21.4755 | 21.4755 | 21.4755 | 21.4755 | 21.4755 | 21.4755 | 21.4755 | 21.4755 | 21.4755 | 21.4755 | 21.4755 | 21.4755 | 21.4755 | 21.4755 | 21.4755 | 21.4755 | 21.4755 | 21.4755 | 21.4755 | 21.4755 | 21.4755 | 21.4755 | 21.4755 | 21.4755
[9 empty] | Res PV - Daggett, CA - Low | 23.4278 | 21.4755 | 18.7685 | 17.7363 | 16.6052 | 15.4742 | 14.3431 | 13.2121 | 12.0811 | 10.95 | 9.819 | 8.6879 | 7.5569 | 6.4259 | 6.2701 | 6.1143 | 5.9586 | 5.8028 | 5.6471 | 5.4913 | 5.3356 | 5.1798 | 5.024 | 4.8683 | 4.7938 | 4.7193 | 4.6448 | 4.5703 | 4.4958 | 4.4766 | 4.4575 | 4.4383 | 4.4192 | 4.4
[9 empty] | Res PV - Daggett, CA - Mid | 23.4278 | 21.4755 | 20.6026 | 20.0867 | 19.2049 | 18.323 | 17.4411 | 16.5592 | 15.6773 | 14.7955 | 13.9136 | 13.0317 | 12.1498 | 11.268 | 11.0539 | 10.8398 | 10.6258 | 10.4117 | 10.1977 | 9.9836 | 9.7696 | 9.5555 | 9.3415 | 9.1274 | 9.0356 | 8.9437 | 8.8518 | 8.76 | 8.6681 | 8.6465 | 8.6249 | 8.6033 | 8.5816 | 8.56
[9 empty] | Res PV - Daggett, CA - Constant | 23.4278 | 21.4755 | 21.4755 | 21.4755 | 21.4755 | 21.4755 | 21.4755 | 21.4755 | 21.4755 | 21.4755 | 21.4755 | 21.4755 | 21.4755 | 21.4755 | 21.4755 | 21.4755 | 21.4755 | 21.4755 | 21.4755 | 21.4755 | 21.4755 | 21.4755 | 21.4755 | 21.4755 | 21.4755 | 21.4755 | 21.4755 | 21.4755 | 21.4755 | 21.4755 | 21.4755 | 21.4755 | 21.4755 | 21.4755
[10 empty] | 2017 | 2018 | 2019 | 2020 | 2021 | 2022 | 2023 | 2024 | 2025 | 2026 | 2027 | 2028 | 2029 | 2030 | 2031 | 2032 | 2033 | 2034 | 2035 | 2036 | 2037 | 2038 | 2039 | 2040 | 2041 | 2042 | 2043 | 2044 | 2045 | 2046 | 2047 | 2048 | 2049 | 2050
[8 empty] | Variable Operation and Maintenance Expenses ($/MWh) | Res PV - Seattle - Low | 0 | 0 | 0 | 0 | 0 | 0 | 0 | 0 | 0 | 0 | 0 | 0 | 0 | 0 | 0 | 0 | 0 | 0 | 0 | 0 | 0 | 0 | 0 | 0 | 0 | 0 | 0 | 0 | 0 | 0 | 0 | 0 | 0 | 0
[9 empty] | Res PV - Seattle - Mid | 0 | 0 | 0 | 0 | 0 | 0 | 0 | 0 | 0 | 0 | 0 | 0 | 0 | 0 | 0 | 0 | 0 | 0 | 0 | 0 | 0 | 0 | 0 | 0 | 0 | 0 | 0 | 0 | 0 | 0 | 0 | 0 | 0 | 0
[9 empty] | Res PV - Seattle - Constant | 0 | 0 | 0 | 0 | 0 | 0 | 0 | 0 | 0 | 0 | 0 | 0 | 0 | 0 | 0 | 0 | 0 | 0 | 0 | 0 | 0 | 0 | 0 | 0 | 0 | 0 | 0 | 0 | 0 | 0 | 0 | 0 | 0 | 0
[9 empty] | Res PV - Chicago - Low | 0 | 0 | 0 | 0 | 0 | 0 | 0 | 0 | 0 | 0 | 0 | 0 | 0 | 0 | 0 | 0 | 0 | 0 | 0 | 0 | 0 | 0 | 0 | 0 | 0 | 0 | 0 | 0 | 0 | 0 | 0 | 0 | 0 | 0
[9 empty] | Res PV - Chicago - Mid | 0 | 0 | 0 | 0 | 0 | 0 | 0 | 0 | 0 | 0 | 0 | 0 | 0 | 0 | 0 | 0 | 0 | 0 | 0 | 0 | 0 | 0 | 0 | 0 | 0 | 0 | 0 | 0 | 0 | 0 | 0 | 0 | 0 | 0
[9 empty] | Res PV - Chicago - Constant | 0 | 0 | 0 | 0 | 0 | 0 | 0 | 0 | 0 | 0 | 0 | 0 | 0 | 0 | 0 | 0 | 0 | 0 | 0 | 0 | 0 | 0 | 0 | 0 | 0 | 0 | 0 | 0 | 0 | 0 | 0 | 0 | 0 | 0
[9 empty] | Res PV - Kansas City - Low | 0 | 0 | 0 | 0 | 0 | 0 | 0 | 0 | 0 | 0 | 0 | 0 | 0 | 0 | 0 | 0 | 0 | 0 | 0 | 0 | 0 | 0 | 0 | 0 | 0 | 0 | 0 | 0 | 0 | 0 | 0 | 0 | 0 | 0
[9 empty] | Res PV - Kansas City - Mid | 0 | 0 | 0 | 0 | 0 | 0 | 0 | 0 | 0 | 0 | 0 | 0 | 0 | 0 | 0 | 0 | 0 | 0 | 0 | 0 | 0 | 0 | 0 | 0 | 0 | 0 | 0 | 0 | 0 | 0 | 0 | 0 | 0 | 0
[9 empty] | Res PV - Kansas City - Constant | 0 | 0 | 0 | 0 | 0 | 0 | 0 | 0 | 0 | 0 | 0 | 0 | 0 | 0 | 0 | 0 | 0 | 0 | 0 | 0 | 0 | 0 | 0 | 0 | 0 | 0 | 0 | 0 | 0 | 0 | 0 | 0 | 0 | 0
[9 empty] | Res PV - Los Angeles - Low | 0 | 0 | 0 | 0 | 0 | 0 | 0 | 0 | 0 | 0 | 0 | 0 | 0 | 0 | 0 | 0 | 0 | 0 | 0 | 0 | 0 | 0 | 0 | 0 | 0 | 0 | 0 | 0 | 0 | 0 | 0 | 0 | 0 | 0
[9 empty] | Res PV - Los Angeles - Mid | 0 | 0 | 0 | 0 | 0 | 0 | 0 | 0 | 0 | 0 | 0 | 0 | 0 | 0 | 0 | 0 | 0 | 0 | 0 | 0 | 0 | 0 | 0 | 0 | 0 | 0 | 0 | 0 | 0 | 0 | 0 | 0 | 0 | 0
[9 empty] | Res PV - Los Angeles - Constant | 0 | 0 | 0 | 0 | 0 | 0 | 0 | 0 | 0 | 0 | 0 | 0 | 0 | 0 | 0 | 0 | 0 | 0 | 0 | 0 | 0 | 0 | 0 | 0 | 0 | 0 | 0 | 0 | 0 | 0 | 0 | 0 | 0 | 0
[9 empty] | Res PV - Daggett, CA - Low | 0 | 0 | 0 | 0 | 0 | 0 | 0 | 0 | 0 | 0 | 0 | 0 | 0 | 0 | 0 | 0 | 0 | 0 | 0 | 0 | 0 | 0 | 0 | 0 | 0 | 0 | 0 | 0 | 0 | 0 | 0 | 0 | 0 | 0
[9 empty] | Res PV - Daggett, CA - Mid | 0 | 0 | 0 | 0 | 0 | 0 | 0 | 0 | 0 | 0 | 0 | 0 | 0 | 0 | 0 | 0 | 0 | 0 | 0 | 0 | 0 | 0 | 0 | 0 | 0 | 0 | 0 | 0 | 0 | 0 | 0 | 0 | 0 | 0
[9 empty] | Res PV - Daggett, CA - Constant | 0 | 0 | 0 | 0 | 0 | 0 | 0 | 0 | 0 | 0 | 0 | 0 | 0 | 0 | 0 | 0 | 0 | 0 | 0 | 0 | 0 | 0 | 0 | 0 | 0 | 0 | 0 | 0 | 0 | 0 | 0 | 0 | 0 | 0
[10 empty] | 2017 | 2018 | 2019 | 2020 | 2021 | 2022 | 2023 | 2024 | 2025 | 2026 | 2027 | 2028 | 2029 | 2030 | 2031 | 2032 | 2033 | 2034 | 2035 | 2036 | 2037 | 2038 | 2039 | 2040 | 2041 | 2042 | 2043 | 2044 | 2045 | 2046 | 2047 | 2048 | 2049 | 2050
[6 empty] | Finance |  | Assumptions | Inflation Rate | 2.5% | 2.5% | 2.5% | 2.5% | 2.5% | 2.5% | 2.5% | 2.5% | 2.5% | 2.5% | 2.5% | 2.5% | 2.5% | 2.5% | 2.5% | 2.5% | 2.5% | 2.5% | 2.5% | 2.5% | 2.5% | 2.5% | 2.5% | 2.5% | 2.5% | 2.5% | 2.5% | 2.5% | 2.5% | 2.5% | 2.5% | 2.5% | 2.5% | 2.5%
[9 empty] | Interest Rate Nominal - Low | 3.73% | 3.73% | 3.73% | 3.73% | 3.73% | 3.73% | 3.73% | 3.73% | 3.73% | 3.73% | 3.73% | 3.73% | 3.73% | 3.73% | 3.73% | 3.73% | 3.73% | 3.73% | 3.73% | 3.73% | 3.73% | 3.73% | 3.73% | 3.73% | 3.73% | 3.73% | 3.73% | 3.73% | 3.73% | 3.73% | 3.73% | 3.73% | 3.73% | 3.73%
[9 empty] | Interest Rate Nominal - Mid | 3.73% | 3.73% | 3.73% | 3.73% | 3.73% | 3.73% | 3.73% | 3.73% | 3.73% | 3.73% | 3.73% | 3.73% | 3.73% | 3.73% | 3.73% | 3.73% | 3.73% | 3.73% | 3.73% | 3.73% | 3.73% | 3.73% | 3.73% | 3.73% | 3.73% | 3.73% | 3.73% | 3.73% | 3.73% | 3.73% | 3.73% | 3.73% | 3.73% | 3.73%
[9 empty] | Interest Rate Nominal - Constant | 3.73% | 3.73% | 3.73% | 3.73% | 3.73% | 3.73% | 3.73% | 3.73% | 3.73% | 3.73% | 3.73% | 3.73% | 3.73% | 3.73% | 3.73% | 3.73% | 3.73% | 3.73% | 3.73% | 3.73% | 3.73% | 3.73% | 3.73% | 3.73% | 3.73% | 3.73% | 3.73% | 3.73% | 3.73% | 3.73% | 3.73% | 3.73% | 3.73% | 3.73%
[9 empty] | Calculated Interest Rate Real - Low | 1.2% | 1.2% | 1.2% | 1.2% | 1.2% | 1.2% | 1.2% | 1.2% | 1.2% | 1.2% | 1.2% | 1.2% | 1.2% | 1.2% | 1.2% | 1.2% | 1.2% | 1.2% | 1.2% | 1.2% | 1.2% | 1.2% | 1.2% | 1.2% | 1.2% | 1.2% | 1.2% | 1.2% | 1.2% | 1.2% | 1.2% | 1.2% | 1.2% | 1.2%
[9 empty] | Calculated Interest Rate Real - Mid | 1.2% | 1.2% | 1.2% | 1.2% | 1.2% | 1.2% | 1.2% | 1.2% | 1.2% | 1.2% | 1.2% | 1.2% | 1.2% | 1.2% | 1.2% | 1.2% | 1.2% | 1.2% | 1.2% | 1.2% | 1.2% | 1.2% | 1.2% | 1.2% | 1.2% | 1.2% | 1.2% | 1.2% | 1.2% | 1.2% | 1.2% | 1.2% | 1.2% | 1.2%
[9 empty] | Calculated Interest Rate Real - Constant | 1.2% | 1.2% | 1.2% | 1.2% | 1.2% | 1.2% | 1.2% | 1.2% | 1.2% | 1.2% | 1.2% | 1.2% | 1.2% | 1.2% | 1.2% | 1.2% | 1.2% | 1.2% | 1.2% | 1.2% | 1.2% | 1.2% | 1.2% | 1.2% | 1.2% | 1.2% | 1.2% | 1.2% | 1.2% | 1.2% | 1.2% | 1.2% | 1.2% | 1.2%
[9 empty] | Interest During Construction - Nominal | 3.73% | 3.73% | 3.73% | 3.73% | 3.73% | 3.73% | 3.73% | 3.73% | 3.73% | 3.73% | 3.73% | 3.73% | 3.73% | 3.73% | 3.73% | 3.73% | 3.73% | 3.73% | 3.73% | 3.73% | 3.73% | 3.73% | 3.73% | 3.73% | 3.73% | 3.73% | 3.73% | 3.73% | 3.73% | 3.73% | 3.73% | 3.73% | 3.73% | 3.73%
[9 empty] | Rate of Return on Equity Nominal - Low | 9.03% | 9.03% | 9.03% | 9.03% | 9.03% | 9.03% | 9.03% | 9.03% | 9.03% | 9.03% | 9.03% | 9.03% | 9.03% | 9.03% | 9.03% | 9.03% | 9.03% | 9.03% | 9.03% | 9.03% | 9.03% | 9.03% | 9.03% | 9.03% | 9.03% | 9.03% | 9.03% | 9.03% | 9.03% | 9.03% | 9.03% | 9.03% | 9.03% | 9.03%
[9 empty] | Rate of Return on Equity Nominal - Mid | 9.03% | 9.03% | 9.03% | 9.03% | 9.03% | 9.03% | 9.03% | 9.03% | 9.03% | 9.03% | 9.03% | 9.03% | 9.03% | 9.03% | 9.03% | 9.03% | 9.03% | 9.03% | 9.03% | 9.03% | 9.03% | 9.03% | 9.03% | 9.03% | 9.03% | 9.03% | 9.03% | 9.03% | 9.03% | 9.03% | 9.03% | 9.03% | 9.03% | 9.03%
[9 empty] | Rate of Return on Equity Nominal - Constant | 9.03% | 9.03% | 9.03% | 9.03% | 9.03% | 9.03% | 9.03% | 9.03% | 9.03% | 9.03% | 9.03% | 9.03% | 9.03% | 9.03% | 9.03% | 9.03% | 9.03% | 9.03% | 9.03% | 9.03% | 9.03% | 9.03% | 9.03% | 9.03% | 9.03% | 9.03% | 9.03% | 9.03% | 9.03% | 9.03% | 9.03% | 9.03% | 9.03% | 9.03%
[9 empty] | Calculated Rate of Return on Equity Real - Low | 6.371% | 6.371% | 6.371% | 6.371% | 6.371% | 6.371% | 6.371% | 6.371% | 6.371% | 6.371% | 6.371% | 6.371% | 6.371% | 6.371% | 6.371% | 6.371% | 6.371% | 6.371% | 6.371% | 6.371% | 6.371% | 6.371% | 6.371% | 6.371% | 6.371% | 6.371% | 6.371% | 6.371% | 6.371% | 6.371% | 6.371% | 6.371% | 6.371% | 6.371%
[9 empty] | Calculated Rate of Return on Equity Real - Mid | 6.371% | 6.371% | 6.371% | 6.371% | 6.371% | 6.371% | 6.371% | 6.371% | 6.371% | 6.371% | 6.371% | 6.371% | 6.371% | 6.371% | 6.371% | 6.371% | 6.371% | 6.371% | 6.371% | 6.371% | 6.371% | 6.371% | 6.371% | 6.371% | 6.371% | 6.371% | 6.371% | 6.371% | 6.371% | 6.371% | 6.371% | 6.371% | 6.371% | 6.371%
[9 empty] | Calculated Rate of Return on Equity Real - Constant | 6.371% | 6.371% | 6.371% | 6.371% | 6.371% | 6.371% | 6.371% | 6.371% | 6.371% | 6.371% | 6.371% | 6.371% | 6.371% | 6.371% | 6.371% | 6.371% | 6.371% | 6.371% | 6.371% | 6.371% | 6.371% | 6.371% | 6.371% | 6.371% | 6.371% | 6.371% | 6.371% | 6.371% | 6.371% | 6.371% | 6.371% | 6.371% | 6.371% | 6.371%
[9 empty] | Debt Fraction - Low | 60% | 60.77% | 61.54% | 62.31% | 63.08% | 63.85% | 64.62% | 65.38% | 66.15% | 66.92% | 67.69% | 68.46% | 69.23% | 70% | 70% | 70% | 70% | 70% | 70% | 70% | 70% | 70% | 70% | 70% | 70% | 70% | 70% | 70% | 70% | 70% | 70% | 70% | 70% | 70%
[9 empty] | Debt Fraction - Mid | 60% | 60.38% | 60.77% | 61.15% | 61.54% | 61.92% | 62.31% | 62.69% | 63.08% | 63.46% | 63.85% | 64.23% | 64.62% | 65% | 65% | 65% | 65% | 65% | 65% | 65% | 65% | 65% | 65% | 65% | 65% | 65% | 65% | 65% | 65% | 65% | 65% | 65% | 65% | 65%
[9 empty] | Debt Fraction - Constant | 60% | 60% | 60% | 60% | 60% | 60% | 60% | 60% | 60% | 60% | 60% | 60% | 60% | 60% | 60% | 60% | 60% | 60% | 60% | 60% | 60% | 60% | 60% | 60% | 60% | 60% | 60% | 60% | 60% | 60% | 60% | 60% | 60% | 60%
[9 empty] | Tax Rate (Federal and State) | 25.74% | 25.74% | 25.74% | 25.74% | 25.74% | 25.74% | 25.74% | 25.74% | 25.74% | 25.74% | 25.74% | 25.74% | 25.74% | 25.74% | 25.74% | 25.74% | 25.74% | 25.74% | 25.74% | 25.74% | 25.74% | 25.74% | 25.74% | 25.74% | 25.74% | 25.74% | 25.74% | 25.74% | 25.74% | 25.74% | 25.74% | 25.74% | 25.74% | 25.74%
[9 empty] | WACC Nominal - Low | 5.274% | 5.226% | 5.178% | 5.129% | 5.081% | 5.033% | 4.985% | 4.937% | 4.889% | 4.841% | 4.792% | 4.744% | 4.696% | 4.648% | 4.648% | 4.648% | 4.648% | 4.648% | 4.648% | 4.648% | 4.648% | 4.648% | 4.648% | 4.648% | 4.648% | 4.648% | 4.648% | 4.648% | 4.648% | 4.648% | 4.648% | 4.648% | 4.648% | 4.648%
[9 empty] | WACC Nominal - Mid | 5.274% | 5.25% | 5.226% | 5.202% | 5.178% | 5.154% | 5.129% | 5.105% | 5.081% | 5.057% | 5.033% | 5.009% | 4.985% | 4.961% | 4.961% | 4.961% | 4.961% | 4.961% | 4.961% | 4.961% | 4.961% | 4.961% | 4.961% | 4.961% | 4.961% | 4.961% | 4.961% | 4.961% | 4.961% | 4.961% | 4.961% | 4.961% | 4.961% | 4.961%
[9 empty] | WACC Nominal - Constant | 5.274% | 5.274% | 5.274% | 5.274% | 5.274% | 5.274% | 5.274% | 5.274% | 5.274% | 5.274% | 5.274% | 5.274% | 5.274% | 5.274% | 5.274% | 5.274% | 5.274% | 5.274% | 5.274% | 5.274% | 5.274% | 5.274% | 5.274% | 5.274% | 5.274% | 5.274% | 5.274% | 5.274% | 5.274% | 5.274% | 5.274% | 5.274% | 5.274% | 5.274%
[9 empty] | WACC Real - Low | 2.706% | 2.659% | 2.612% | 2.565% | 2.518% | 2.471% | 2.424% | 2.377% | 2.33% | 2.283% | 2.236% | 2.19% | 2.143% | 2.096% | 2.096% | 2.096% | 2.096% | 2.096% | 2.096% | 2.096% | 2.096% | 2.096% | 2.096% | 2.096% | 2.096% | 2.096% | 2.096% | 2.096% | 2.096% | 2.096% | 2.096% | 2.096% | 2.096% | 2.096%
[9 empty] | WACC Real - Mid | 2.706% | 2.683% | 2.659% | 2.636% | 2.612% | 2.589% | 2.565% | 2.542% | 2.518% | 2.495% | 2.471% | 2.448% | 2.424% | 2.401% | 2.401% | 2.401% | 2.401% | 2.401% | 2.401% | 2.401% | 2.401% | 2.401% | 2.401% | 2.401% | 2.401% | 2.401% | 2.401% | 2.401% | 2.401% | 2.401% | 2.401% | 2.401% | 2.401% | 2.401%
[9 empty] | WACC Real - Constant | 2.706% | 2.706% | 2.706% | 2.706% | 2.706% | 2.706% | 2.706% | 2.706% | 2.706% | 2.706% | 2.706% | 2.706% | 2.706% | 2.706% | 2.706% | 2.706% | 2.706% | 2.706% | 2.706% | 2.706% | 2.706% | 2.706% | 2.706% | 2.706% | 2.706% | 2.706% | 2.706% | 2.706% | 2.706% | 2.706% | 2.706% | 2.706% | 2.706% | 2.706%
[9 empty] | Capital Recovery Factor (CRF) Nominal - Low | 6.71% | 6.674% | 6.637% | 6.601% | 6.566% | 6.53% | 6.494% | 6.458% | 6.423% | 6.387% | 6.352% | 6.317% | 6.282% | 6.246% | 6.246% | 6.246% | 6.246% | 6.246% | 6.246% | 6.246% | 6.246% | 6.246% | 6.246% | 6.246% | 6.246% | 6.246% | 6.246% | 6.246% | 6.246% | 6.246% | 6.246% | 6.246% | 6.246% | 6.246%
[9 empty] | Capital Recovery Factor (CRF) Nominal - Mid | 6.71% | 6.692% | 6.674% | 6.655% | 6.637% | 6.619% | 6.601% | 6.584% | 6.566% | 6.548% | 6.53% | 6.512% | 6.494% | 6.476% | 6.476% | 6.476% | 6.476% | 6.476% | 6.476% | 6.476% | 6.476% | 6.476% | 6.476% | 6.476% | 6.476% | 6.476% | 6.476% | 6.476% | 6.476% | 6.476% | 6.476% | 6.476% | 6.476% | 6.476%
[9 empty] | Capital Recovery Factor (CRF) Nominal - Constant | 6.71% | 6.71% | 6.71% | 6.71% | 6.71% | 6.71% | 6.71% | 6.71% | 6.71% | 6.71% | 6.71% | 6.71% | 6.71% | 6.71% | 6.71% | 6.71% | 6.71% | 6.71% | 6.71% | 6.71% | 6.71% | 6.71% | 6.71% | 6.71% | 6.71% | 6.71% | 6.71% | 6.71% | 6.71% | 6.71% | 6.71% | 6.71% | 6.71% | 6.71%
[9 empty] | Capital Recovery Factor (CRF) Real - Low | 4.91% | 4.88% | 4.85% | 4.819% | 4.789% | 4.76% | 4.73% | 4.7% | 4.67% | 4.641% | 4.611% | 4.582% | 4.553% | 4.524% | 4.524% | 4.524% | 4.524% | 4.524% | 4.524% | 4.524% | 4.524% | 4.524% | 4.524% | 4.524% | 4.524% | 4.524% | 4.524% | 4.524% | 4.524% | 4.524% | 4.524% | 4.524% | 4.524% | 4.524%
[9 empty] | Capital Recovery Factor (CRF) Real - Mid | 4.91% | 4.895% | 4.88% | 4.865% | 4.85% | 4.835% | 4.819% | 4.804% | 4.789% | 4.774% | 4.76% | 4.745% | 4.73% | 4.715% | 4.715% | 4.715% | 4.715% | 4.715% | 4.715% | 4.715% | 4.715% | 4.715% | 4.715% | 4.715% | 4.715% | 4.715% | 4.715% | 4.715% | 4.715% | 4.715% | 4.715% | 4.715% | 4.715% | 4.715%
[9 empty] | Capital Recovery Factor (CRF) Real - Constant | 4.91% | 4.91% | 4.91% | 4.91% | 4.91% | 4.91% | 4.91% | 4.91% | 4.91% | 4.91% | 4.91% | 4.91% | 4.91% | 4.91% | 4.91% | 4.91% | 4.91% | 4.91% | 4.91% | 4.91% | 4.91% | 4.91% | 4.91% | 4.91% | 4.91% | 4.91% | 4.91% | 4.91% | 4.91% | 4.91% | 4.91% | 4.91% | 4.91% | 4.91%
[10 empty] | 2017 | 2018 | 2019 | 2020 | 2021 | 2022 | 2023 | 2024 | 2025 | 2026 | 2027 | 2028 | 2029 | 2030 | 2031 | 2032 | 2033 | 2034 | 2035 | 2036 | 2037 | 2038 | 2039 | 2040 | 2041 | 2042 | 2043 | 2044 | 2045 | 2046 | 2047 | 2048 | 2049 | 2050
[8 empty] | Weighted Average Cost of Capital (WACC) (Nominal) (%) | Res PV - Seattle - Low | 5.274% | 5.226% | 5.178% | 5.129% | 5.081% | 5.033% | 4.985% | 4.937% | 4.889% | 4.841% | 4.792% | 4.744% | 4.696% | 4.648% | 4.648% | 4.648% | 4.648% | 4.648% | 4.648% | 4.648% | 4.648% | 4.648% | 4.648% | 4.648% | 4.648% | 4.648% | 4.648% | 4.648% | 4.648% | 4.648% | 4.648% | 4.648% | 4.648% | 4.648%
[9 empty] | Res PV - Seattle - Mid | 5.274% | 5.25% | 5.226% | 5.202% | 5.178% | 5.154% | 5.129% | 5.105% | 5.081% | 5.057% | 5.033% | 5.009% | 4.985% | 4.961% | 4.961% | 4.961% | 4.961% | 4.961% | 4.961% | 4.961% | 4.961% | 4.961% | 4.961% | 4.961% | 4.961% | 4.961% | 4.961% | 4.961% | 4.961% | 4.961% | 4.961% | 4.961% | 4.961% | 4.961%
[9 empty] | Res PV - Seattle - Constant | 5.274% | 5.274% | 5.274% | 5.274% | 5.274% | 5.274% | 5.274% | 5.274% | 5.274% | 5.274% | 5.274% | 5.274% | 5.274% | 5.274% | 5.274% | 5.274% | 5.274% | 5.274% | 5.274% | 5.274% | 5.274% | 5.274% | 5.274% | 5.274% | 5.274% | 5.274% | 5.274% | 5.274% | 5.274% | 5.274% | 5.274% | 5.274% | 5.274% | 5.274%
[9 empty] | Res PV - Chicago - Low | 5.274% | 5.226% | 5.178% | 5.129% | 5.081% | 5.033% | 4.985% | 4.937% | 4.889% | 4.841% | 4.792% | 4.744% | 4.696% | 4.648% | 4.648% | 4.648% | 4.648% | 4.648% | 4.648% | 4.648% | 4.648% | 4.648% | 4.648% | 4.648% | 4.648% | 4.648% | 4.648% | 4.648% | 4.648% | 4.648% | 4.648% | 4.648% | 4.648% | 4.648%
[9 empty] | Res PV - Chicago - Mid | 5.274% | 5.25% | 5.226% | 5.202% | 5.178% | 5.154% | 5.129% | 5.105% | 5.081% | 5.057% | 5.033% | 5.009% | 4.985% | 4.961% | 4.961% | 4.961% | 4.961% | 4.961% | 4.961% | 4.961% | 4.961% | 4.961% | 4.961% | 4.961% | 4.961% | 4.961% | 4.961% | 4.961% | 4.961% | 4.961% | 4.961% | 4.961% | 4.961% | 4.961%
[9 empty] | Res PV - Chicago - Constant | 5.274% | 5.274% | 5.274% | 5.274% | 5.274% | 5.274% | 5.274% | 5.274% | 5.274% | 5.274% | 5.274% | 5.274% | 5.274% | 5.274% | 5.274% | 5.274% | 5.274% | 5.274% | 5.274% | 5.274% | 5.274% | 5.274% | 5.274% | 5.274% | 5.274% | 5.274% | 5.274% | 5.274% | 5.274% | 5.274% | 5.274% | 5.274% | 5.274% | 5.274%
[9 empty] | Res PV - Kansas City - Low | 5.274% | 5.226% | 5.178% | 5.129% | 5.081% | 5.033% | 4.985% | 4.937% | 4.889% | 4.841% | 4.792% | 4.744% | 4.696% | 4.648% | 4.648% | 4.648% | 4.648% | 4.648% | 4.648% | 4.648% | 4.648% | 4.648% | 4.648% | 4.648% | 4.648% | 4.648% | 4.648% | 4.648% | 4.648% | 4.648% | 4.648% | 4.648% | 4.648% | 4.648%
[9 empty] | Res PV - Kansas City - Mid | 5.274% | 5.25% | 5.226% | 5.202% | 5.178% | 5.154% | 5.129% | 5.105% | 5.081% | 5.057% | 5.033% | 5.009% | 4.985% | 4.961% | 4.961% | 4.961% | 4.961% | 4.961% | 4.961% | 4.961% | 4.961% | 4.961% | 4.961% | 4.961% | 4.961% | 4.961% | 4.961% | 4.961% | 4.961% | 4.961% | 4.961% | 4.961% | 4.961% | 4.961%
[9 empty] | Res PV - Kansas City - Constant | 5.274% | 5.274% | 5.274% | 5.274% | 5.274% | 5.274% | 5.274% | 5.274% | 5.274% | 5.274% | 5.274% | 5.274% | 5.274% | 5.274% | 5.274% | 5.274% | 5.274% | 5.274% | 5.274% | 5.274% | 5.274% | 5.274% | 5.274% | 5.274% | 5.274% | 5.274% | 5.274% | 5.274% | 5.274% | 5.274% | 5.274% | 5.274% | 5.274% | 5.274%
[9 empty] | Res PV - Los Angeles - Low | 5.274% | 5.226% | 5.178% | 5.129% | 5.081% | 5.033% | 4.985% | 4.937% | 4.889% | 4.841% | 4.792% | 4.744% | 4.696% | 4.648% | 4.648% | 4.648% | 4.648% | 4.648% | 4.648% | 4.648% | 4.648% | 4.648% | 4.648% | 4.648% | 4.648% | 4.648% | 4.648% | 4.648% | 4.648% | 4.648% | 4.648% | 4.648% | 4.648% | 4.648%
[9 empty] | Res PV - Los Angeles - Mid | 5.274% | 5.25% | 5.226% | 5.202% | 5.178% | 5.154% | 5.129% | 5.105% | 5.081% | 5.057% | 5.033% | 5.009% | 4.985% | 4.961% | 4.961% | 4.961% | 4.961% | 4.961% | 4.961% | 4.961% | 4.961% | 4.961% | 4.961% | 4.961% | 4.961% | 4.961% | 4.961% | 4.961% | 4.961% | 4.961% | 4.961% | 4.961% | 4.961% | 4.961%
[9 empty] | Res PV - Los Angeles - Constant | 5.274% | 5.274% | 5.274% | 5.274% | 5.274% | 5.274% | 5.274% | 5.274% | 5.274% | 5.274% | 5.274% | 5.274% | 5.274% | 5.274% | 5.274% | 5.274% | 5.274% | 5.274% | 5.274% | 5.274% | 5.274% | 5.274% | 5.274% | 5.274% | 5.274% | 5.274% | 5.274% | 5.274% | 5.274% | 5.274% | 5.274% | 5.274% | 5.274% | 5.274%
[9 empty] | Res PV - Daggett, CA - Low | 5.274% | 5.226% | 5.178% | 5.129% | 5.081% | 5.033% | 4.985% | 4.937% | 4.889% | 4.841% | 4.792% | 4.744% | 4.696% | 4.648% | 4.648% | 4.648% | 4.648% | 4.648% | 4.648% | 4.648% | 4.648% | 4.648% | 4.648% | 4.648% | 4.648% | 4.648% | 4.648% | 4.648% | 4.648% | 4.648% | 4.648% | 4.648% | 4.648% | 4.648%
[9 empty] | Res PV - Daggett, CA - Mid | 5.274% | 5.25% | 5.226% | 5.202% | 5.178% | 5.154% | 5.129% | 5.105% | 5.081% | 5.057% | 5.033% | 5.009% | 4.985% | 4.961% | 4.961% | 4.961% | 4.961% | 4.961% | 4.961% | 4.961% | 4.961% | 4.961% | 4.961% | 4.961% | 4.961% | 4.961% | 4.961% | 4.961% | 4.961% | 4.961% | 4.961% | 4.961% | 4.961% | 4.961%
[9 empty] | Res PV - Daggett, CA - Constant | 5.274% | 5.274% | 5.274% | 5.274% | 5.274% | 5.274% | 5.274% | 5.274% | 5.274% | 5.274% | 5.274% | 5.274% | 5.274% | 5.274% | 5.274% | 5.274% | 5.274% | 5.274% | 5.274% | 5.274% | 5.274% | 5.274% | 5.274% | 5.274% | 5.274% | 5.274% | 5.274% | 5.274% | 5.274% | 5.274% | 5.274% | 5.274% | 5.274% | 5.274%
[10 empty] | 2017 | 2018 | 2019 | 2020 | 2021 | 2022 | 2023 | 2024 | 2025 | 2026 | 2027 | 2028 | 2029 | 2030 | 2031 | 2032 | 2033 | 2034 | 2035 | 2036 | 2037 | 2038 | 2039 | 2040 | 2041 | 2042 | 2043 | 2044 | 2045 | 2046 | 2047 | 2048 | 2049 | 2050
[6 empty] | Grid Connection Costs |  | Grid Connection Costs (GCC) ($/kW) | Res PV - Seattle - Low | 0 | 0 | 0 | 0 | 0 | 0 | 0 | 0 | 0 | 0 | 0 | 0 | 0 | 0 | 0 | 0 | 0 | 0 | 0 | 0 | 0 | 0 | 0 | 0 | 0 | 0 | 0 | 0 | 0 | 0 | 0 | 0 | 0 | 0
[9 empty] | Res PV - Seattle - Mid | 0 | 0 | 0 | 0 | 0 | 0 | 0 | 0 | 0 | 0 | 0 | 0 | 0 | 0 | 0 | 0 | 0 | 0 | 0 | 0 | 0 | 0 | 0 | 0 | 0 | 0 | 0 | 0 | 0 | 0 | 0 | 0 | 0 | 0
[9 empty] | Res PV - Seattle - Constant | 0 | 0 | 0 | 0 | 0 | 0 | 0 | 0 | 0 | 0 | 0 | 0 | 0 | 0 | 0 | 0 | 0 | 0 | 0 | 0 | 0 | 0 | 0 | 0 | 0 | 0 | 0 | 0 | 0 | 0 | 0 | 0 | 0 | 0
[9 empty] | Res PV - Chicago - Low | 0 | 0 | 0 | 0 | 0 | 0 | 0 | 0 | 0 | 0 | 0 | 0 | 0 | 0 | 0 | 0 | 0 | 0 | 0 | 0 | 0 | 0 | 0 | 0 | 0 | 0 | 0 | 0 | 0 | 0 | 0 | 0 | 0 | 0
[9 empty] | Res PV - Chicago - Mid | 0 | 0 | 0 | 0 | 0 | 0 | 0 | 0 | 0 | 0 | 0 | 0 | 0 | 0 | 0 | 0 | 0 | 0 | 0 | 0 | 0 | 0 | 0 | 0 | 0 | 0 | 0 | 0 | 0 | 0 | 0 | 0 | 0 | 0
[9 empty] | Res PV - Chicago - Constant | 0 | 0 | 0 | 0 | 0 | 0 | 0 | 0 | 0 | 0 | 0 | 0 | 0 | 0 | 0 | 0 | 0 | 0 | 0 | 0 | 0 | 0 | 0 | 0 | 0 | 0 | 0 | 0 | 0 | 0 | 0 | 0 | 0 | 0
[9 empty] | Res PV - Kansas City - Low | 0 | 0 | 0 | 0 | 0 | 0 | 0 | 0 | 0 | 0 | 0 | 0 | 0 | 0 | 0 | 0 | 0 | 0 | 0 | 0 | 0 | 0 | 0 | 0 | 0 | 0 | 0 | 0 | 0 | 0 | 0 | 0 | 0 | 0
[9 empty] | Res PV - Kansas City - Mid | 0 | 0 | 0 | 0 | 0 | 0 | 0 | 0 | 0 | 0 | 0 | 0 | 0 | 0 | 0 | 0 | 0 | 0 | 0 | 0 | 0 | 0 | 0 | 0 | 0 | 0 | 0 | 0 | 0 | 0 | 0 | 0 | 0 | 0
[9 empty] | Res PV - Kansas City - Constant | 0 | 0 | 0 | 0 | 0 | 0 | 0 | 0 | 0 | 0 | 0 | 0 | 0 | 0 | 0 | 0 | 0 | 0 | 0 | 0 | 0 | 0 | 0 | 0 | 0 | 0 | 0 | 0 | 0 | 0 | 0 | 0 | 0 | 0
[9 empty] | Res PV - Los Angeles - Low | 0 | 0 | 0 | 0 | 0 | 0 | 0 | 0 | 0 | 0 | 0 | 0 | 0 | 0 | 0 | 0 | 0 | 0 | 0 | 0 | 0 | 0 | 0 | 0 | 0 | 0 | 0 | 0 | 0 | 0 | 0 | 0 | 0 | 0
[9 empty] | Res PV - Los Angeles - Mid | 0 | 0 | 0 | 0 | 0 | 0 | 0 | 0 | 0 | 0 | 0 | 0 | 0 | 0 | 0 | 0 | 0 | 0 | 0 | 0 | 0 | 0 | 0 | 0 | 0 | 0 | 0 | 0 | 0 | 0 | 0 | 0 | 0 | 0
[9 empty] | Res PV - Los Angeles - Constant | 0 | 0 | 0 | 0 | 0 | 0 | 0 | 0 | 0 | 0 | 0 | 0 | 0 | 0 | 0 | 0 | 0 | 0 | 0 | 0 | 0 | 0 | 0 | 0 | 0 | 0 | 0 | 0 | 0 | 0 | 0 | 0 | 0 | 0
[9 empty] | Res PV - Daggett, CA - Low | 0 | 0 | 0 | 0 | 0 | 0 | 0 | 0 | 0 | 0 | 0 | 0 | 0 | 0 | 0 | 0 | 0 | 0 | 0 | 0 | 0 | 0 | 0 | 0 | 0 | 0 | 0 | 0 | 0 | 0 | 0 | 0 | 0 | 0
[9 empty] | Res PV - Daggett, CA - Mid | 0 | 0 | 0 | 0 | 0 | 0 | 0 | 0 | 0 | 0 | 0 | 0 | 0 | 0 | 0 | 0 | 0 | 0 | 0 | 0 | 0 | 0 | 0 | 0 | 0 | 0 | 0 | 0 | 0 | 0 | 0 | 0 | 0 | 0
[9 empty] | Res PV - Daggett, CA - Constant | 0 | 0 | 0 | 0 | 0 | 0 | 0 | 0 | 0 | 0 | 0 | 0 | 0 | 0 | 0 | 0 | 0 | 0 | 0 | 0 | 0 | 0 | 0 | 0 | 0 | 0 | 0 | 0 | 0 | 0 | 0 | 0 | 0 | 0
[10 empty] | 2017 | 2018 | 2019 | 2020 | 2021 | 2022 | 2023 | 2024 | 2025 | 2026 | 2027 | 2028 | 2029 | 2030 | 2031 | 2032 | 2033 | 2034 | 2035 | 2036 | 2037 | 2038 | 2039 | 2040 | 2041 | 2042 | 2043 | 2044 | 2045 | 2046 | 2047 | 2048 | 2049 | 2050
[6 empty] | LCOE |  | Levelized Cost of Energy ($/MWh) | Res PV - Seattle - Low | 150.2428 | 141.4137 | 124.502 | 116.819 | 108.592 | 100.4751 | 92.4674 | 84.568 | 76.776 | 69.0903 | 61.5101 | 54.0345 | 46.6625 | 39.3933 | 38.384 | 37.3775 | 36.3739 | 35.3732 | 34.3752 | 33.3801 | 32.3878 | 31.3982 | 30.4114 | 29.4274 | 28.9366 | 28.4472 | 27.9591 | 27.4724 | 26.9871 | 26.8348 | 26.683 | 26.5315 | 26.3805 | 26.2299
[9 empty] | Res PV - Seattle - Mid | 150.2428 | 141.9272 | 137.6652 | 133.7523 | 127.4355 | 121.1607 | 114.9278 | 108.7365 | 102.5868 | 96.4783 | 90.4111 | 84.3848 | 78.3993 | 72.4544 | 71.0326 | 69.6125 | 68.1943 | 66.7778 | 65.3632 | 63.9504 | 62.5394 | 61.1302 | 59.7227 | 58.3171 | 57.6935 | 57.0707 | 56.4487 | 55.8275 | 55.2071 | 55.0345 | 54.8621 | 54.6899 | 54.5179 | 54.3461
[9 empty] | Res PV - Seattle - Constant | 150.2428 | 142.4204 | 142.4204 | 142.4204 | 142.4204 | 142.4204 | 142.4204 | 142.4204 | 142.4204 | 142.4204 | 142.4204 | 142.4204 | 142.4204 | 142.4204 | 142.4204 | 142.4204 | 142.4204 | 142.4204 | 142.4204 | 142.4204 | 142.4204 | 142.4204 | 142.4204 | 142.4204 | 142.4204 | 142.4204 | 142.4204 | 142.4204 | 142.4204 | 142.4204 | 142.4204 | 142.4204 | 142.4204 | 142.4204
[9 empty] | Res PV - Chicago - Low | 127.8677 | 120.3535 | 105.9603 | 99.4216 | 92.4198 | 85.5117 | 78.6966 | 71.9736 | 65.342 | 58.8009 | 52.3496 | 45.9873 | 39.7132 | 33.5266 | 32.6676 | 31.811 | 30.9569 | 30.1052 | 29.2559 | 28.4089 | 27.5644 | 26.7222 | 25.8824 | 25.0449 | 24.6272 | 24.2106 | 23.7953 | 23.381 | 22.968 | 22.8384 | 22.7092 | 22.5803 | 22.4518 | 22.3236
[9 empty] | Res PV - Chicago - Mid | 127.8677 | 120.7905 | 117.1633 | 113.833 | 108.457 | 103.1167 | 97.812 | 92.5428 | 87.3089 | 82.1102 | 76.9465 | 71.8177 | 66.7236 | 61.6641 | 60.454 | 59.2454 | 58.0384 | 56.8329 | 55.6289 | 54.4265 | 53.2256 | 52.0263 | 50.8285 | 49.6322 | 49.1014 | 48.5714 | 48.042 | 47.5133 | 46.9853 | 46.8384 | 46.6917 | 46.5451 | 46.3987 | 46.2526
[9 empty] | Res PV - Chicago - Constant | 127.8677 | 121.2103 | 121.2103 | 121.2103 | 121.2103 | 121.2103 | 121.2103 | 121.2103 | 121.2103 | 121.2103 | 121.2103 | 121.2103 | 121.2103 | 121.2103 | 121.2103 | 121.2103 | 121.2103 | 121.2103 | 121.2103 | 121.2103 | 121.2103 | 121.2103 | 121.2103 | 121.2103 | 121.2103 | 121.2103 | 121.2103 | 121.2103 | 121.2103 | 121.2103 | 121.2103 | 121.2103 | 121.2103 | 121.2103
[9 empty] | Res PV - Kansas City - Low | 116.6564 | 109.801 | 96.6699 | 90.7045 | 84.3166 | 78.0142 | 71.7966 | 65.6631 | 59.6129 | 53.6453 | 47.7597 | 41.9552 | 36.2312 | 30.587 | 29.8033 | 29.0219 | 28.2426 | 27.4656 | 26.6907 | 25.9181 | 25.1476 | 24.3792 | 23.613 | 22.849 | 22.4679 | 22.0879 | 21.7089 | 21.331 | 20.9542 | 20.836 | 20.7181 | 20.6005 | 20.4832 | 20.3663
[9 empty] | Res PV - Kansas City - Mid | 116.6564 | 110.1998 | 106.8905 | 103.8523 | 98.9476 | 94.0756 | 89.236 | 84.4288 | 79.6538 | 74.9109 | 70.1999 | 65.5208 | 60.8733 | 56.2575 | 55.1534 | 54.0508 | 52.9496 | 51.8498 | 50.7514 | 49.6545 | 48.5589 | 47.4647 | 46.3719 | 45.2805 | 44.7963 | 44.3127 | 43.8298 | 43.3474 | 42.8657 | 42.7317 | 42.5978 | 42.4641 | 42.3306 | 42.1972
[9 empty] | Res PV - Kansas City - Constant | 116.6564 | 110.5827 | 110.5827 | 110.5827 | 110.5827 | 110.5827 | 110.5827 | 110.5827 | 110.5827 | 110.5827 | 110.5827 | 110.5827 | 110.5827 | 110.5827 | 110.5827 | 110.5827 | 110.5827 | 110.5827 | 110.5827 | 110.5827 | 110.5827 | 110.5827 | 110.5827 | 110.5827 | 110.5827 | 110.5827 | 110.5827 | 110.5827 | 110.5827 | 110.5827 | 110.5827 | 110.5827 | 110.5827 | 110.5827
[9 empty] | Res PV - Los Angeles - Low | 103.8226 | 97.7214 | 86.0349 | 80.7257 | 75.0406 | 69.4316 | 63.898 | 58.4392 | 53.0547 | 47.7436 | 42.5055 | 37.3396 | 32.2453 | 27.222 | 26.5246 | 25.8291 | 25.1356 | 24.444 | 23.7544 | 23.0667 | 22.381 | 21.6972 | 21.0153 | 20.3353 | 19.9961 | 19.6579 | 19.3207 | 18.9843 | 18.6489 | 18.5437 | 18.4388 | 18.3341 | 18.2298 | 18.1257
[9 empty] | Res PV - Los Angeles - Mid | 103.8226 | 98.0763 | 95.1311 | 92.4271 | 88.062 | 83.726 | 79.4188 | 75.1405 | 70.8908 | 66.6697 | 62.477 | 58.3126 | 54.1764 | 50.0684 | 49.0858 | 48.1045 | 47.1244 | 46.1456 | 45.1681 | 44.1918 | 43.2167 | 42.2429 | 41.2703 | 40.299 | 39.8681 | 39.4377 | 39.0079 | 38.5786 | 38.1499 | 38.0306 | 37.9115 | 37.7925 | 37.6736 | 37.5549
[9 empty] | Res PV - Los Angeles - Constant | 103.8226 | 98.4171 | 98.4171 | 98.4171 | 98.4171 | 98.4171 | 98.4171 | 98.4171 | 98.4171 | 98.4171 | 98.4171 | 98.4171 | 98.4171 | 98.4171 | 98.4171 | 98.4171 | 98.4171 | 98.4171 | 98.4171 | 98.4171 | 98.4171 | 98.4171 | 98.4171 | 98.4171 | 98.4171 | 98.4171 | 98.4171 | 98.4171 | 98.4171 | 98.4171 | 98.4171 | 98.4171 | 98.4171 | 98.4171
[9 empty] | Res PV - Daggett, CA - Low | 90.8638 | 85.5241 | 75.2963 | 70.6498 | 65.6743 | 60.7653 | 55.9224 | 51.145 | 46.4325 | 41.7844 | 37.2001 | 32.679 | 28.2205 | 23.8243 | 23.2139 | 22.6052 | 21.9982 | 21.393 | 20.7895 | 20.1876 | 19.5875 | 18.989 | 18.3922 | 17.7971 | 17.5003 | 17.2043 | 16.9091 | 16.6148 | 16.3212 | 16.2291 | 16.1373 | 16.0457 | 15.9544 | 15.8633
[9 empty] | Res PV - Daggett, CA - Mid | 90.8638 | 85.8347 | 83.2572 | 80.8907 | 77.0704 | 73.2756 | 69.506 | 65.7617 | 62.0424 | 58.3482 | 54.6788 | 51.0342 | 47.4143 | 43.819 | 42.9591 | 42.1002 | 41.2425 | 40.3859 | 39.5304 | 38.6759 | 37.8226 | 36.9703 | 36.1191 | 35.269 | 34.8919 | 34.5152 | 34.1391 | 33.7634 | 33.3881 | 33.2837 | 33.1795 | 33.0753 | 32.9713 | 32.8674
[9 empty] | Res PV - Daggett, CA - Constant | 90.8638 | 86.133 | 86.133 | 86.133 | 86.133 | 86.133 | 86.133 | 86.133 | 86.133 | 86.133 | 86.133 | 86.133 | 86.133 | 86.133 | 86.133 | 86.133 | 86.133 | 86.133 | 86.133 | 86.133 | 86.133 | 86.133 | 86.133 | 86.133 | 86.133 | 86.133 | 86.133 | 86.133 | 86.133 | 86.133 | 86.133 | 86.133 | 86.133 | 86.133
[10 empty] | 2017 | 2018 | 2019 | 2020 | 2021 | 2022 | 2023 | 2024 | 2025 | 2026 | 2027 | 2028 | 2029 | 2030 | 2031 | 2032 | 2033 | 2034 | 2035 | 2036 | 2037 | 2038 | 2039 | 2040 | 2041 | 2042 | 2043 | 2044 | 2045 | 2046 | 2047 | 2048 | 2049 | 2050
[6 empty] | Additional Factors |  | Tax Credit | 10 year CRF - Low | 11.61% | 11.61% | 11.61% | 11.61% | 11.61% | 11.61% | 11.61% | 11.61% | 11.61% | 11.61% | 11.61% | 11.61% | 11.61% | 11.61% | 11.61% | 11.61% | 11.61% | 11.61% | 11.61% | 11.61% | 11.61% | 11.61% | 11.61% | 11.61% | 11.61% | 11.61% | 11.61% | 11.61% | 11.61% | 11.61% | 11.61% | 11.61% | 11.61% | 11.61%
[9 empty] | 10 year CRF - Mid | 11.61% | 11.61% | 11.61% | 11.61% | 11.61% | 11.61% | 11.61% | 11.61% | 11.61% | 11.61% | 11.61% | 11.61% | 11.61% | 11.61% | 11.61% | 11.61% | 11.61% | 11.61% | 11.61% | 11.61% | 11.61% | 11.61% | 11.61% | 11.61% | 11.61% | 11.61% | 11.61% | 11.61% | 11.61% | 11.61% | 11.61% | 11.61% | 11.61% | 11.61%
[9 empty] | 10 year CRF - Constant | 11.61% | 11.61% | 11.61% | 11.61% | 11.61% | 11.61% | 11.61% | 11.61% | 11.61% | 11.61% | 11.61% | 11.61% | 11.61% | 11.61% | 11.61% | 11.61% | 11.61% | 11.61% | 11.61% | 11.61% | 11.61% | 11.61% | 11.61% | 11.61% | 11.61% | 11.61% | 11.61% | 11.61% | 11.61% | 11.61% | 11.61% | 11.61% | 11.61% | 11.61%
[9 empty] | Schedule | [34 empty] | 0 | bar: 2017 to 2050
[9 empty] | PVD - Low | 0.86849 | 0.86956 | 0.87063 | 0.8717 | 0.87278 | 0.87386 | 0.87494 | 0.87602 | 0.87711 | 0.87819 | 0.87928 | 0.88037 | 0.88147 | 0.88256 | 0.88256 | 0.88256 | 0.88256 | 0.88256 | 0.88256 | 0.88256 | 0.88256 | 0.88256 | 0.88256 | 0.88256 | 0.88256 | 0.88256 | 0.88256 | 0.88256 | 0.88256 | 0.88256 | 0.88256 | 0.88256 | 0.88256 | 0.88256
[9 empty] | PVD - Mid | 0.86849 | 0.86902 | 0.86956 | 0.87009 | 0.87063 | 0.87117 | 0.8717 | 0.87224 | 0.87278 | 0.87332 | 0.87386 | 0.8744 | 0.87494 | 0.87548 | 0.87548 | 0.87548 | 0.87548 | 0.87548 | 0.87548 | 0.87548 | 0.87548 | 0.87548 | 0.87548 | 0.87548 | 0.87548 | 0.87548 | 0.87548 | 0.87548 | 0.87548 | 0.87548 | 0.87548 | 0.87548 | 0.87548 | 0.87548
[9 empty] | PVD - Constant | 0.86849 | 0.86849 | 0.86849 | 0.86849 | 0.86849 | 0.86849 | 0.86849 | 0.86849 | 0.86849 | 0.86849 | 0.86849 | 0.86849 | 0.86849 | 0.86849 | 0.86849 | 0.86849 | 0.86849 | 0.86849 | 0.86849 | 0.86849 | 0.86849 | 0.86849 | 0.86849 | 0.86849 | 0.86849 | 0.86849 | 0.86849 | 0.86849 | 0.86849 | 0.86849 | 0.86849 | 0.86849 | 0.86849 | 0.86849
[9 empty] | PFF - Low | 1.0456 | 1.0452 | 1.0448 | 1.0445 | 1.0441 | 1.0437 | 1.0433 | 1.043 | 1.0426 | 1.0422 | 1.0418 | 1.0415 | 1.0411 | 1.0407 | 1.0407 | 1.0407 | 1.0407 | 1.0407 | 1.0407 | 1.0407 | 1.0407 | 1.0407 | 1.0407 | 1.0407 | 1.0407 | 1.0407 | 1.0407 | 1.0407 | 1.0407 | 1.0407 | 1.0407 | 1.0407 | 1.0407 | 1.0407
[9 empty] | PFF - Mid | 1.0456 | 1.0454 | 1.0452 | 1.045 | 1.0448 | 1.0447 | 1.0445 | 1.0443 | 1.0441 | 1.0439 | 1.0437 | 1.0435 | 1.0433 | 1.0432 | 1.0432 | 1.0432 | 1.0432 | 1.0432 | 1.0432 | 1.0432 | 1.0432 | 1.0432 | 1.0432 | 1.0432 | 1.0432 | 1.0432 | 1.0432 | 1.0432 | 1.0432 | 1.0432 | 1.0432 | 1.0432 | 1.0432 | 1.0432
[9 empty] | PFF - Constant | 1.0456 | 1.0456 | 1.0456 | 1.0456 | 1.0456 | 1.0456 | 1.0456 | 1.0456 | 1.0456 | 1.0456 | 1.0456 | 1.0456 | 1.0456 | 1.0456 | 1.0456 | 1.0456 | 1.0456 | 1.0456 | 1.0456 | 1.0456 | 1.0456 | 1.0456 | 1.0456 | 1.0456 | 1.0456 | 1.0456 | 1.0456 | 1.0456 | 1.0456 | 1.0456 | 1.0456 | 1.0456 | 1.0456 | 1.0456
[9 empty] | Year (Low) | 2017 | 2018 | 2019 | 2020 | 2021 | 2022 | 2023 | 2024 | 2025 | 2026 | 2027 | 2028 | 2029 | 2030 | 2031 | 2032 | 2033 | 2034 | 2035 | 2036 | 2037 | 2038 | 2039 | 2040 | 2041 | 2042 | 2043 | 2044 | 2045 | 2046 | 2047 | 2048 | 2049 | 2050
[7 empty] | 0.2 | Depreciation Factor | 1 | 0.9499 | 0.95034 | 0.95077 | 0.95121 | 0.95164 | 0.95208 | 0.95252 | 0.95295 | 0.95339 | 0.95383 | 0.95427 | 0.95471 | 0.95515 | 0.95559 | 0.95559 | 0.95559 | 0.95559 | 0.95559 | 0.95559 | 0.95559 | 0.95559 | 0.95559 | 0.95559 | 0.95559 | 0.95559 | 0.95559 | 0.95559 | 0.95559 | 0.95559 | 0.95559 | 0.95559 | 0.95559 | 0.95559 | 0.95559
[7 empty] | 0.32 |  | 2 | 0.90232 | 0.90314 | 0.90397 | 0.9048 | 0.90563 | 0.90646 | 0.90729 | 0.90812 | 0.90896 | 0.90979 | 0.91063 | 0.91146 | 0.9123 | 0.91314 | 0.91314 | 0.91314 | 0.91314 | 0.91314 | 0.91314 | 0.91314 | 0.91314 | 0.91314 | 0.91314 | 0.91314 | 0.91314 | 0.91314 | 0.91314 | 0.91314 | 0.91314 | 0.91314 | 0.91314 | 0.91314 | 0.91314 | 0.91314
[7 empty] | 0.192 |  | 3 | 0.85711 | 0.85829 | 0.85947 | 0.86065 | 0.86183 | 0.86302 | 0.86421 | 0.8654 | 0.86659 | 0.86779 | 0.86898 | 0.87018 | 0.87138 | 0.87259 | 0.87259 | 0.87259 | 0.87259 | 0.87259 | 0.87259 | 0.87259 | 0.87259 | 0.87259 | 0.87259 | 0.87259 | 0.87259 | 0.87259 | 0.87259 | 0.87259 | 0.87259 | 0.87259 | 0.87259 | 0.87259 | 0.87259 | 0.87259
[7 empty] | 0.1152 |  | 4 | 0.81417 | 0.81566 | 0.81716 | 0.81866 | 0.82016 | 0.82166 | 0.82317 | 0.82468 | 0.8262 | 0.82772 | 0.82924 | 0.83077 | 0.8323 | 0.83383 | 0.83383 | 0.83383 | 0.83383 | 0.83383 | 0.83383 | 0.83383 | 0.83383 | 0.83383 | 0.83383 | 0.83383 | 0.83383 | 0.83383 | 0.83383 | 0.83383 | 0.83383 | 0.83383 | 0.83383 | 0.83383 | 0.83383 | 0.83383
[7 empty] | 0.1152 |  | 5 | 0.77338 | 0.77516 | 0.77693 | 0.77871 | 0.7805 | 0.78229 | 0.78409 | 0.78589 | 0.78769 | 0.7895 | 0.79132 | 0.79314 | 0.79496 | 0.7968 | 0.7968 | 0.7968 | 0.7968 | 0.7968 | 0.7968 | 0.7968 | 0.7968 | 0.7968 | 0.7968 | 0.7968 | 0.7968 | 0.7968 | 0.7968 | 0.7968 | 0.7968 | 0.7968 | 0.7968 | 0.7968 | 0.7968 | 0.7968
[7 empty] | 0.0576 |  | 6 | 0.73464 | 0.73666 | 0.73869 | 0.74072 | 0.74276 | 0.7448 | 0.74685 | 0.74891 | 0.75098 | 0.75305 | 0.75513 | 0.75721 | 0.75931 | 0.76141 | 0.76141 | 0.76141 | 0.76141 | 0.76141 | 0.76141 | 0.76141 | 0.76141 | 0.76141 | 0.76141 | 0.76141 | 0.76141 | 0.76141 | 0.76141 | 0.76141 | 0.76141 | 0.76141 | 0.76141 | 0.76141 | 0.76141 | 0.76141
[9 empty] | Year (Mid) | 2017 | 2018 | 2019 | 2020 | 2021 | 2022 | 2023 | 2024 | 2025 | 2026 | 2027 | 2028 | 2029 | 2030 | 2031 | 2032 | 2033 | 2034 | 2035 | 2036 | 2037 | 2038 | 2039 | 2040 | 2041 | 2042 | 2043 | 2044 | 2045 | 2046 | 2047 | 2048 | 2049 | 2050
[9 empty] | 1 | 0.9499 | 0.95012 | 0.95034 | 0.95055 | 0.95077 | 0.95099 | 0.95121 | 0.95143 | 0.95164 | 0.95186 | 0.95208 | 0.9523 | 0.95252 | 0.95274 | 0.95274 | 0.95274 | 0.95274 | 0.95274 | 0.95274 | 0.95274 | 0.95274 | 0.95274 | 0.95274 | 0.95274 | 0.95274 | 0.95274 | 0.95274 | 0.95274 | 0.95274 | 0.95274 | 0.95274 | 0.95274 | 0.95274 | 0.95274
[9 empty] | 2 | 0.90232 | 0.90273 | 0.90314 | 0.90355 | 0.90397 | 0.90438 | 0.9048 | 0.90521 | 0.90563 | 0.90604 | 0.90646 | 0.90687 | 0.90729 | 0.9077 | 0.9077 | 0.9077 | 0.9077 | 0.9077 | 0.9077 | 0.9077 | 0.9077 | 0.9077 | 0.9077 | 0.9077 | 0.9077 | 0.9077 | 0.9077 | 0.9077 | 0.9077 | 0.9077 | 0.9077 | 0.9077 | 0.9077 | 0.9077
[9 empty] | 3 | 0.85711 | 0.8577 | 0.85829 | 0.85888 | 0.85947 | 0.86006 | 0.86065 | 0.86124 | 0.86183 | 0.86243 | 0.86302 | 0.86361 | 0.86421 | 0.8648 | 0.8648 | 0.8648 | 0.8648 | 0.8648 | 0.8648 | 0.8648 | 0.8648 | 0.8648 | 0.8648 | 0.8648 | 0.8648 | 0.8648 | 0.8648 | 0.8648 | 0.8648 | 0.8648 | 0.8648 | 0.8648 | 0.8648 | 0.8648
[9 empty] | 4 | 0.81417 | 0.81492 | 0.81566 | 0.81641 | 0.81716 | 0.81791 | 0.81866 | 0.81941 | 0.82016 | 0.82091 | 0.82166 | 0.82242 | 0.82317 | 0.82393 | 0.82393 | 0.82393 | 0.82393 | 0.82393 | 0.82393 | 0.82393 | 0.82393 | 0.82393 | 0.82393 | 0.82393 | 0.82393 | 0.82393 | 0.82393 | 0.82393 | 0.82393 | 0.82393 | 0.82393 | 0.82393 | 0.82393 | 0.82393
[9 empty] | 5 | 0.77338 | 0.77427 | 0.77516 | 0.77604 | 0.77693 | 0.77782 | 0.77871 | 0.77961 | 0.7805 | 0.78139 | 0.78229 | 0.78319 | 0.78409 | 0.78499 | 0.78499 | 0.78499 | 0.78499 | 0.78499 | 0.78499 | 0.78499 | 0.78499 | 0.78499 | 0.78499 | 0.78499 | 0.78499 | 0.78499 | 0.78499 | 0.78499 | 0.78499 | 0.78499 | 0.78499 | 0.78499 | 0.78499 | 0.78499
[9 empty] | 6 | 0.73464 | 0.73565 | 0.73666 | 0.73767 | 0.73869 | 0.7397 | 0.74072 | 0.74174 | 0.74276 | 0.74378 | 0.7448 | 0.74583 | 0.74685 | 0.74788 | 0.74788 | 0.74788 | 0.74788 | 0.74788 | 0.74788 | 0.74788 | 0.74788 | 0.74788 | 0.74788 | 0.74788 | 0.74788 | 0.74788 | 0.74788 | 0.74788 | 0.74788 | 0.74788 | 0.74788 | 0.74788 | 0.74788 | 0.74788
[9 empty] | Year (Constant) | 2017 | 2018 | 2019 | 2020 | 2021 | 2022 | 2023 | 2024 | 2025 | 2026 | 2027 | 2028 | 2029 | 2030 | 2031 | 2032 | 2033 | 2034 | 2035 | 2036 | 2037 | 2038 | 2039 | 2040 | 2041 | 2042 | 2043 | 2044 | 2045 | 2046 | 2047 | 2048 | 2049 | 2050
[9 empty] | 1 | 0.9499 | 0.9499 | 0.9499 | 0.9499 | 0.9499 | 0.9499 | 0.9499 | 0.9499 | 0.9499 | 0.9499 | 0.9499 | 0.9499 | 0.9499 | 0.9499 | 0.9499 | 0.9499 | 0.9499 | 0.9499 | 0.9499 | 0.9499 | 0.9499 | 0.9499 | 0.9499 | 0.9499 | 0.9499 | 0.9499 | 0.9499 | 0.9499 | 0.9499 | 0.9499 | 0.9499 | 0.9499 | 0.9499 | 0.9499
[9 empty] | 2 | 0.90232 | 0.90232 | 0.90232 | 0.90232 | 0.90232 | 0.90232 | 0.90232 | 0.90232 | 0.90232 | 0.90232 | 0.90232 | 0.90232 | 0.90232 | 0.90232 | 0.90232 | 0.90232 | 0.90232 | 0.90232 | 0.90232 | 0.90232 | 0.90232 | 0.90232 | 0.90232 | 0.90232 | 0.90232 | 0.90232 | 0.90232 | 0.90232 | 0.90232 | 0.90232 | 0.90232 | 0.90232 | 0.90232 | 0.90232
[9 empty] | 3 | 0.85711 | 0.85711 | 0.85711 | 0.85711 | 0.85711 | 0.85711 | 0.85711 | 0.85711 | 0.85711 | 0.85711 | 0.85711 | 0.85711 | 0.85711 | 0.85711 | 0.85711 | 0.85711 | 0.85711 | 0.85711 | 0.85711 | 0.85711 | 0.85711 | 0.85711 | 0.85711 | 0.85711 | 0.85711 | 0.85711 | 0.85711 | 0.85711 | 0.85711 | 0.85711 | 0.85711 | 0.85711 | 0.85711 | 0.85711
[9 empty] | 4 | 0.81417 | 0.81417 | 0.81417 | 0.81417 | 0.81417 | 0.81417 | 0.81417 | 0.81417 | 0.81417 | 0.81417 | 0.81417 | 0.81417 | 0.81417 | 0.81417 | 0.81417 | 0.81417 | 0.81417 | 0.81417 | 0.81417 | 0.81417 | 0.81417 | 0.81417 | 0.81417 | 0.81417 | 0.81417 | 0.81417 | 0.81417 | 0.81417 | 0.81417 | 0.81417 | 0.81417 | 0.81417 | 0.81417 | 0.81417
[9 empty] | 5 | 0.77338 | 0.77338 | 0.77338 | 0.77338 | 0.77338 | 0.77338 | 0.77338 | 0.77338 | 0.77338 | 0.77338 | 0.77338 | 0.77338 | 0.77338 | 0.77338 | 0.77338 | 0.77338 | 0.77338 | 0.77338 | 0.77338 | 0.77338 | 0.77338 | 0.77338 | 0.77338 | 0.77338 | 0.77338 | 0.77338 | 0.77338 | 0.77338 | 0.77338 | 0.77338 | 0.77338 | 0.77338 | 0.77338 | 0.77338
[9 empty] | 6 | 0.73464 | 0.73464 | 0.73464 | 0.73464 | 0.73464 | 0.73464 | 0.73464 | 0.73464 | 0.73464 | 0.73464 | 0.73464 | 0.73464 | 0.73464 | 0.73464 | 0.73464 | 0.73464 | 0.73464 | 0.73464 | 0.73464 | 0.73464 | 0.73464 | 0.73464 | 0.73464 | 0.73464 | 0.73464 | 0.73464 | 0.73464 | 0.73464 | 0.73464 | 0.73464 | 0.73464 | 0.73464 | 0.73464 | 0.73464
[8 empty] | Tariff Schedule | ($/Wdc) | 0 | 0.1 | 0.1 | 0.09 | 0.06 | 0.04 | 0 | 0 | 0 | 0 | 0 | 0 | 0 | 0 | 0 | 0 | 0 | 0 | 0 | 0 | 0 | 0 | 0 | 0 | 0 | 0 | 0 | 0 | 0 | 0 | 0 | 0 | 0 | 0
|  |  |  | X |  | Graphics | bar: 2026 to 2050
Values overlap for all cases
Values overlap for all cases
|  | X |  |  | Data Sources for Default Inputs
Current Costs:
[6 empty] | Available Capacity (GW) |  |  |  | 2018: Pieter Gagnon, Robert Margolis, Jennifer Melius, Caleb Phillips, Ryan Elmore. (2016). Rooftop Solar Photovoltaic Technical Potential in the United States: A Detailed Assessment. NREL TP-6A20-65298
[6 empty] | Net Capacity Factor (%) |  |  |  | 2018: National Renewable Energy Laboratory. PVWATTS v5. Representative of national range of capacity factors.
[6 empty] | Overnight Capital Cost ($/kW) |  |  |  | 2018: Fu, R., D. Feldman, and R. Margolis. 2018. U.S. Photovoltaic (PV) Prices and Cost Breakdowns: Q1 2018 Benchmarks for Residential, Commercial, and Utility-Scale Systems. Golden, CO: National Renewable Energy Laboratory
[6 empty] | Fixed Operating Expenses ($/kW-yr) |  |  |  | 2018: Fu, R., D. Feldman, and R. Margolis. 2018. U.S. Photovoltaic (PV) Prices and Cost Breakdowns: Q1 2018 Benchmarks for Residential, Commercial, and Utility-Scale Systems. Golden, CO: National Renewable Energy Laboratory
[6 empty] | Variable Operating Expenses ($/MWh) |  |  |  | 2018: N/A
[6 empty] | Grid Feature Cost ($/kW) |  |  |  | 2018: N/A
[6 empty] | Spur Line Cost ($/kW) |  |  |  | 2018: N/A
Future Projections Costs:
[6 empty] | Net Capacity Factor (%) |  |  |  | 2018: Jones-Albertus, R et al (2015). Technology Advances Needed for Photovoltaics to Achieve Widespread Grid Price Parity.
[6 empty] | Overnight Capital Cost ($/kW) |  |  |  | 2018: Literature review of Residential PV capital cost projections. See accompanying ATB presentation for more information.
[6 empty] | Fixed Operating Expenses ($/kW-yr) |  |  |  | 2018: The ratio between O&M costs to CAPEX from: Fu, R., D. Feldman, and R. Margolis. 2018. U.S. Photovoltaic (PV) Prices and Cost Breakdowns: Q1 2018 Benchmarks for Residential, Commercial, and Utility-Scale Systems. Golden, CO: National Renewable Energy Laboratory. See accompanying ATB presentation for more information.
[6 empty] | Variable Operating Expenses ($/MWh) |  |  |  | 2018: N/A
[6 empty] | Grid Connection Cost ($/kW) |  |  |  | 2018: N/A
X

## DSCF
| 2017 | 2018 | 2019 | 2020 | 2021 | 2022 | 2023 | 2024 | 2025 | 2026 | 2027 | 2028 | 2029 | 2030 | 2031 | 2032 | 2033 | 2034 | 2035 | 2036 | 2037 | 2038 | 2039 | 2040 | 2041 | 2042 | 2043 | 2044 | 2045 | 2046 | 2047 | 2048 | 2049 | 2050
Capacity Factor (dimensionless) | 0.16081 | 0.16098 | 0.16115 | 0.16132 | 0.16149 | 0.16165 | 0.16182 | 0.16199 | 0.16216 | 0.16233 | 0.16249 | 0.16266 | 0.16283 | 0.163 | 0.16317 | 0.16333 | 0.1635 | 0.16367 | 0.16384 | 0.16401 | 0.16418 | 0.16434 | 0.16451 | 0.16468 | 0.16485 | 0.16502 | 0.16518 | 0.16535 | 0.16552 | 0.16569 | 0.16586 | 0.16602 | 0.16619 | 0.16636